## Signals
tag | io_type | description | group | segment | redundancy_group | redundancy_side | duty_standby | cable | pair | charm_type | terminal_block_type | isolation_required | fusing_required | injected_power_required | lifecycle | previous_location
SIG-000000 | DO | Motor start command 00001 | G-0000 | AREA-01 | RED-000001 | A | duty | CBL-000001 | 1 | SYN-DO-CHARM | SYN-DO-TB | no | yes | no | unwired
SIG-000001 | DO | Solenoid command 00002 | G-0001 | AREA-02 |  |  | standby | CBL-000001 | 2 | SYN-DO-CHARM | SYN-DO-TB | no | yes | no | unwired
SIG-000002 | DI | High level switch 00003 | G-0002 | AREA-03 | RED-000001 | B | duty | CBL-000002 | 1 | SYN-DI-CHARM | SYN-DI-TB | no | no | no | unwired
SIG-000003 | DI | Motor running feedback 00004 | G-0003 | AREA-04 |  |  | standby | CBL-000002 | 2 | SYN-DI-CHARM | SYN-DI-TB | no | no | no | unwired
SIG-000004 | DO | Solenoid command 00005 | G-0004 | AREA-05 | RED-000002 | A | duty | CBL-000003 | 1 | SYN-DO-CHARM | SYN-DO-TB | no | yes | no | wired
SIG-000005 | DO | Alarm reset output 00006 | G-0005 | AREA-06 |  |  | standby | CBL-000003 | 2 | SYN-DO-CHARM | SYN-DO-TB | no | yes | no | wired
SIG-000006 | DI | Motor running feedback 00007 | G-0006 | AREA-07 | RED-000002 | B | duty | CBL-000004 | 1 | SYN-DI-CHARM | SYN-DI-TB | no | no | no | unwired
SIG-000007 | DI | Valve open limit 00008 | G-0007 | AREA-08 |  |  | standby | CBL-000004 | 2 | SYN-DI-CHARM | SYN-DI-TB | no | no | no | unwired
SIG-000008 | DI | High level switch 00009 | G-0008 | AREA-01 | RED-000003 | A | duty | CBL-000005 | 1 | SYN-DI-CHARM | SYN-DI-TB | no | no | no | unwired
SIG-000009 | DI | Motor running feedback 00010 | G-0009 | AREA-02 |  |  | standby | CBL-000005 | 2 | SYN-DI-CHARM | SYN-DI-TB | no | no | no | wired
SIG-000010 | DI | Valve open limit 00011 | G-0010 | AREA-03 | RED-000003 | B | duty | CBL-000006 | 1 | SYN-DI-CHARM | SYN-DI-TB | no | no | no | wired
SIG-000011 | DI | High level switch 00012 | G-0011 | AREA-04 |  |  | standby | CBL-000006 | 2 | SYN-DI-CHARM | SYN-DI-TB | no | no | no | loop_checked
SIG-000012 | DO | Motor start command 00013 | G-0012 | AREA-05 | RED-000004 | A | duty | CBL-000007 | 1 | SYN-DO-CHARM | SYN-DO-TB | no | yes | no | loop_checked
SIG-000013 | DO | Solenoid command 00014 | G-0013 | AREA-06 |  |  | standby | CBL-000007 | 2 | SYN-DO-CHARM | SYN-DO-TB | no | yes | no | wired
SIG-000014 | DI | High level switch 00015 | G-0014 | AREA-07 | RED-000004 | B | duty | CBL-000008 | 1 | SYN-DI-CHARM | SYN-DI-TB | no | no | no | loop_checked
SIG-000015 | DI | Motor running feedback 00016 | G-0015 | AREA-08 |  |  | standby | CBL-000008 | 2 | SYN-DI-CHARM | SYN-DI-TB | no | no | no | wired
SIG-000016 | DO | Solenoid command 00017 | G-0016 | AREA-01 | RED-000005 | A | duty | CBL-000009 | 1 | SYN-DO-CHARM | SYN-DO-TB | no | yes | no | wired
SIG-000017 | DO | Alarm reset output 00018 | G-0017 | AREA-02 |  |  | standby | CBL-000009 | 2 | SYN-DO-CHARM | SYN-DO-TB | no | yes | no | unwired
SIG-000018 | DI | Motor running feedback 00019 | G-0018 | AREA-03 | RED-000005 | B | duty | CBL-000010 | 1 | SYN-DI-CHARM | SYN-DI-TB | no | no | no | loop_checked
SIG-000019 | DI | Valve open limit 00020 | G-0019 | AREA-04 |  |  | standby | CBL-000010 | 2 | SYN-DI-CHARM | SYN-DI-TB | no | no | no | loop_checked
SIG-000020 | DO | Alarm reset output 00021 | G-0020 | AREA-05 | RED-000006 | A | duty | CBL-000011 | 1 | SYN-DO-CHARM | SYN-DO-TB | no | yes | no | unwired
SIG-000021 | DO | Motor start command 00022 | G-0021 | AREA-06 |  |  | standby | CBL-000011 | 2 | SYN-DO-CHARM | SYN-DO-TB | no | yes | no | wired
SIG-000022 | DI | Valve open limit 00023 | G-0022 | AREA-07 | RED-000006 | B | duty | CBL-000012 | 1 | SYN-DI-CHARM | SYN-DI-TB | no | no | no | unwired
SIG-000023 | DI | High level switch 00024 | G-0023 | AREA-08 |  |  | standby | CBL-000012 | 2 | SYN-DI-CHARM | SYN-DI-TB | no | no | no | wired
SIG-000024 | DI | Motor running feedback 00025 | G-0024 | AREA-01 | RED-000007 | A | duty | CBL-000013 | 1 | SYN-DI-CHARM | SYN-DI-TB | no | no | no | unwired
SIG-000025 | DI | Valve open limit 00026 | G-0025 | AREA-02 |  |  | standby | CBL-000013 | 2 | SYN-DI-CHARM | SYN-DI-TB | no | no | no | unwired
SIG-000026 | DO | Alarm reset output 00027 | G-0026 | AREA-03 | RED-000007 | B | duty | CBL-000014 | 1 | SYN-DO-CHARM | SYN-DO-TB | no | yes | no | unwired
SIG-000027 | DO | Motor start command 00028 | G-0027 | AREA-04 |  |  | standby | CBL-000014 | 2 | SYN-DO-CHARM | SYN-DO-TB | no | yes | no | loop_checked
SIG-000028 | AI | Process temperature 00029 | G-0028 | AREA-05 | RED-000008 | A | duty | CBL-000015 | 1 | SYN-AI-CHARM | SYN-AI-TB | yes | no | no | unwired
SIG-000029 | AI | Suction pressure 00030 | G-0029 | AREA-06 |  |  | standby | CBL-000015 | 2 | SYN-AI-CHARM | SYN-AI-TB | yes | no | no | loop_checked
SIG-000030 | DO | Motor start command 00031 | G-0030 | AREA-07 | RED-000008 | B | duty | CBL-000016 | 1 | SYN-DO-CHARM | SYN-DO-TB | no | yes | no | wired
SIG-000031 | DO | Solenoid command 00032 | G-0031 | AREA-08 |  |  | standby | CBL-000016 | 2 | SYN-DO-CHARM | SYN-DO-TB | no | yes | no | unwired
SIG-000032 | AI | Process temperature 00033 | G-0032 | AREA-01 | RED-000009 | A | duty | CBL-000017 | 1 | SYN-AI-CHARM | SYN-AI-TB | yes | no | no | unwired
SIG-000033 | AI | Suction pressure 00034 | G-0033 | AREA-02 |  |  | standby | CBL-000017 | 2 | SYN-AI-CHARM | SYN-AI-TB | yes | no | no | unwired
SIG-000034 | DI | Valve open limit 00035 | G-0034 | AREA-03 | RED-000009 | B | duty | CBL-000018 | 1 | SYN-DI-CHARM | SYN-DI-TB | no | no | no | unwired
SIG-000035 | DI | High level switch 00036 | G-0035 | AREA-04 |  |  | standby | CBL-000018 | 2 | SYN-DI-CHARM | SYN-DI-TB | no | no | no | unwired
SIG-000036 | AI | Process temperature 00037 | G-0036 | AREA-05 | RED-000010 | A | duty | CBL-000019 | 1 | SYN-AI-CHARM | SYN-AI-TB | yes | no | no | wired
SIG-000037 | AI | Suction pressure 00038 (Rev B updated) | G-0037 | AREA-06 |  |  | standby | CBL-000019 | 2 | SYN-AI-CHARM | SYN-AI-TB | yes | no | no | loop_checked
SIG-000038 | DI | High level switch 00039 | G-0038 | AREA-07 | RED-000010 | B | duty | CBL-000020 | 1 | SYN-DI-CHARM | SYN-DI-TB | no | no | no | unwired
SIG-000039 | DI | Motor running feedback 00040 | G-0039 | AREA-08 |  |  | standby | CBL-000020 | 2 | SYN-DI-CHARM | SYN-DI-TB | no | no | no | unwired
SIG-000040 | AI | Process temperature 00041 | G-0040 | AREA-01 | RED-000011 | A | duty | CBL-000021 | 1 | SYN-AI-CHARM | SYN-AI-TB | yes | no | no | unwired
SIG-000041 | AI | Suction pressure 00042 | G-0041 | AREA-02 |  |  | standby | CBL-000021 | 2 | SYN-AI-CHARM | SYN-AI-TB | yes | no | no | unwired
SIG-000042 | DI | Motor running feedback 00043 | G-0042 | AREA-03 | RED-000011 | B | duty | CBL-000022 | 1 | SYN-DI-CHARM | SYN-DI-TB | no | no | no | loop_checked
SIG-000043 | DI | Valve open limit 00044 | G-0043 | AREA-04 |  |  | standby | CBL-000022 | 2 | SYN-DI-CHARM | SYN-DI-TB | no | no | no | unwired
SIG-000044 | AI | Process temperature 00045 | G-0044 | AREA-05 | RED-000012 | A | duty | CBL-000023 | 1 | SYN-AI-CHARM | SYN-AI-TB | yes | no | no | unwired
SIG-000045 | AI | Suction pressure 00046 | G-0045 | AREA-06 |  |  | standby | CBL-000023 | 2 | SYN-AI-CHARM | SYN-AI-TB | yes | no | no | wired
SIG-000046 | DI | Valve open limit 00047 | G-0046 | AREA-07 | RED-000012 | B | duty | CBL-000024 | 1 | SYN-DI-CHARM | SYN-DI-TB | no | no | no | unwired
SIG-000047 | DI | High level switch 00048 | G-0047 | AREA-08 |  |  | standby | CBL-000024 | 2 | SYN-DI-CHARM | SYN-DI-TB | no | no | no | unwired
SIG-000048 | DI | Motor running feedback 00049 | G-0048 | AREA-01 | RED-000013 | A | duty | CBL-000025 | 1 | SYN-DI-CHARM | SYN-DI-TB | no | no | no | unwired
SIG-000049 | DI | Valve open limit 00050 | G-0049 | AREA-02 |  |  | standby | CBL-000025 | 2 | SYN-DI-CHARM | SYN-DI-TB | no | no | no | unwired
SIG-000050 | AI | Tank level 00051 | G-0000 | AREA-03 | RED-000013 | B | duty | CBL-000026 | 1 | SYN-AI-CHARM | SYN-AI-TB | yes | no | no | wired
SIG-000051 | AI | Flow rate 00052 | G-0001 | AREA-04 |  |  | standby | CBL-000026 | 2 | SYN-AI-CHARM | SYN-AI-TB | yes | no | no | loop_checked
SIG-000052 | AI | Process temperature 00053 | G-0002 | AREA-05 | RED-000014 | A | duty | CBL-000027 | 1 | SYN-AI-CHARM | SYN-AI-TB | yes | no | no | fat_tested
SIG-000053 | AI | Suction pressure 00054 | G-0003 | AREA-06 |  |  | standby | CBL-000027 | 2 | SYN-AI-CHARM | SYN-AI-TB | yes | no | no | unwired
SIG-000054 | DO | Motor start command 00055 | G-0004 | AREA-07 | RED-000014 | B | duty | CBL-000028 | 1 | SYN-DO-CHARM | SYN-DO-TB | no | yes | no | wired
SIG-000055 | DO | Solenoid command 00056 | G-0005 | AREA-08 |  |  | standby | CBL-000028 | 2 | SYN-DO-CHARM | SYN-DO-TB | no | yes | no | wired
SIG-000056 | DO | Alarm reset output 00057 | G-0006 | AREA-01 | RED-000015 | A | duty | CBL-000029 | 1 | SYN-DO-CHARM | SYN-DO-TB | no | yes | no | unwired
SIG-000057 | DO | Motor start command 00058 | G-0007 | AREA-02 |  |  | standby | CBL-000029 | 2 | SYN-DO-CHARM | SYN-DO-TB | no | yes | no | loop_checked
SIG-000058 | DI | Valve open limit 00059 | G-0008 | AREA-03 | RED-000015 | B | duty | CBL-000030 | 1 | SYN-DI-CHARM | SYN-DI-TB | no | no | no | wired
SIG-000059 | DI | High level switch 00060 | G-0009 | AREA-04 |  |  | standby | CBL-000030 | 2 | SYN-DI-CHARM | SYN-DI-TB | no | no | no | loop_checked
SIG-000060 | DI | Motor running feedback 00061 | G-0010 | AREA-05 | RED-000016 | A | duty | CBL-000031 | 1 | SYN-DI-CHARM | SYN-DI-TB | no | no | no | wired
SIG-000061 | DI | Valve open limit 00062 | G-0011 | AREA-06 |  |  | standby | CBL-000031 | 2 | SYN-DI-CHARM | SYN-DI-TB | no | no | no | unwired
SIG-000062 | AO | Pressure setpoint 00063 | G-0012 | AREA-07 | RED-000016 | B | duty | CBL-000032 | 1 | SYN-AO-CHARM | SYN-AO-TB | yes | yes | yes | fat_tested
SIG-000063 | AO | Control valve demand 00064 | G-0013 | AREA-08 |  |  | standby | CBL-000032 | 2 | SYN-AO-CHARM | SYN-AO-TB | yes | yes | yes | unwired
SIG-000064 | AI | Process temperature 00065 | G-0014 | AREA-01 | RED-000017 | A | duty | CBL-000033 | 1 | SYN-AI-CHARM | SYN-AI-TB | yes | no | no | wired
SIG-000065 | AI | Suction pressure 00066 | G-0015 | AREA-02 |  |  | standby | CBL-000033 | 2 | SYN-AI-CHARM | SYN-AI-TB | yes | no | no | wired
SIG-000066 | AO | Control valve demand 00067 | G-0016 | AREA-03 | RED-000017 | B | duty | CBL-000034 | 1 | SYN-AO-CHARM | SYN-AO-TB | yes | yes | yes | unwired
SIG-000067 | AO | Speed reference 00068 | G-0017 | AREA-04 |  |  | standby | CBL-000034 | 2 | SYN-AO-CHARM | SYN-AO-TB | yes | yes | yes | loop_checked
SIG-000068 | AI | Process temperature 00069 | G-0018 | AREA-05 | RED-000018 | A | duty | CBL-000035 | 1 | SYN-AI-CHARM | SYN-AI-TB | yes | no | no | loop_checked
SIG-000069 | AI | Suction pressure 00070 | G-0019 | AREA-06 |  |  | standby | CBL-000035 | 2 | SYN-AI-CHARM | SYN-AI-TB | yes | no | no | unwired
SIG-000070 | AI | Tank level 00071 | G-0020 | AREA-07 | RED-000018 | B | duty | CBL-000036 | 1 | SYN-AI-CHARM | SYN-AI-TB | yes | no | no | wired
SIG-000071 | AI | Flow rate 00072 | G-0021 | AREA-08 |  |  | standby | CBL-000036 | 2 | SYN-AI-CHARM | SYN-AI-TB | yes | no | no | loop_checked
SIG-000072 | AI | Process temperature 00073 | G-0022 | AREA-01 | RED-000019 | A | duty | CBL-000037 | 1 | SYN-AI-CHARM | SYN-AI-TB | yes | no | no | unwired
SIG-000073 | AI | Suction pressure 00074 | G-0023 | AREA-02 |  |  | standby | CBL-000037 | 2 | SYN-AI-CHARM | SYN-AI-TB | yes | no | no | wired
SIG-000074 | AI | Tank level 00075 | G-0024 | AREA-03 | RED-000019 | B | duty | CBL-000038 | 1 | SYN-AI-CHARM | SYN-AI-TB | yes | no | no | unwired
SIG-000075 | AI | Flow rate 00076 | G-0025 | AREA-04 |  |  | standby | CBL-000038 | 2 | SYN-AI-CHARM | SYN-AI-TB | yes | no | no | wired
SIG-000076 | DI | Valve open limit 00077 | G-0026 | AREA-05 | RED-000020 | A | duty | CBL-000039 | 1 | SYN-DI-CHARM | SYN-DI-TB | no | no | no | unwired
SIG-000077 | DI | High level switch 00078 | G-0027 | AREA-06 |  |  | standby | CBL-000039 | 2 | SYN-DI-CHARM | SYN-DI-TB | no | no | no | unwired
SIG-000078 | AI | Tank level 00079 | G-0028 | AREA-07 | RED-000020 | B | duty | CBL-000040 | 1 | SYN-AI-CHARM | SYN-AI-TB | yes | no | no | unwired
SIG-000079 | AI | Flow rate 00080 | G-0029 | AREA-08 |  |  | standby | CBL-000040 | 2 | SYN-AI-CHARM | SYN-AI-TB | yes | no | no | loop_checked
SIG-000080 | AO | Pressure setpoint 00081 | G-0030 | AREA-01 | RED-000021 | A | duty | CBL-000041 | 1 | SYN-AO-CHARM | SYN-AO-TB | yes | yes | yes | unwired
SIG-000081 | AO | Control valve demand 00082 | G-0031 | AREA-02 |  |  | standby | CBL-000041 | 2 | SYN-AO-CHARM | SYN-AO-TB | yes | yes | yes | wired
SIG-000082 | DI | Valve open limit 00083 | G-0032 | AREA-03 | RED-000021 | B | duty | CBL-000042 | 1 | SYN-DI-CHARM | SYN-DI-TB | no | no | no | unwired
SIG-000083 | DI | High level switch 00084 | G-0033 | AREA-04 |  |  | standby | CBL-000042 | 2 | SYN-DI-CHARM | SYN-DI-TB | no | no | no | wired
SIG-000084 | DO | Motor start command 00085 | G-0034 | AREA-05 | RED-000022 | A | duty | CBL-000043 | 1 | SYN-DO-CHARM | SYN-DO-TB | no | yes | no | unwired
SIG-000085 | DO | Solenoid command 00086 | G-0035 | AREA-06 |  |  | standby | CBL-000043 | 2 | SYN-DO-CHARM | SYN-DO-TB | no | yes | no | unwired
SIG-000086 | DI | High level switch 00087 | G-0036 | AREA-07 | RED-000022 | B | duty | CBL-000044 | 1 | SYN-DI-CHARM | SYN-DI-TB | no | no | no | unwired
SIG-000087 | DI | Motor running feedback 00088 | G-0037 | AREA-08 |  |  | standby | CBL-000044 | 2 | SYN-DI-CHARM | SYN-DI-TB | no | no | no | wired
SIG-000088 | DO | Solenoid command 00089 | G-0038 | AREA-01 | RED-000023 | A | duty | CBL-000045 | 1 | SYN-DO-CHARM | SYN-DO-TB | no | yes | no | unwired
SIG-000089 | DO | Alarm reset output 00090 | G-0039 | AREA-02 |  |  | standby | CBL-000045 | 2 | SYN-DO-CHARM | SYN-DO-TB | no | yes | no | wired
SIG-000090 | DI | Motor running feedback 00091 | G-0040 | AREA-03 | RED-000023 | B | duty | CBL-000046 | 1 | SYN-DI-CHARM | SYN-DI-TB | no | no | no | unwired
SIG-000091 | DI | Valve open limit 00092 | G-0041 | AREA-04 |  |  | standby | CBL-000046 | 2 | SYN-DI-CHARM | SYN-DI-TB | no | no | no | fat_tested
SIG-000092 | DI | High level switch 00093 | G-0042 | AREA-05 | RED-000024 | A | duty | CBL-000047 | 1 | SYN-DI-CHARM | SYN-DI-TB | no | no | no | unwired
SIG-000093 | DI | Motor running feedback 00094 | G-0043 | AREA-06 |  |  | standby | CBL-000047 | 2 | SYN-DI-CHARM | SYN-DI-TB | no | no | no | unwired
SIG-000094 | DO | Solenoid command 00095 | G-0044 | AREA-07 | RED-000024 | B | duty | CBL-000048 | 1 | SYN-DO-CHARM | SYN-DO-TB | no | yes | no | unwired
SIG-000095 | DO | Alarm reset output 00096 | G-0045 | AREA-08 |  |  | standby | CBL-000048 | 2 | SYN-DO-CHARM | SYN-DO-TB | no | yes | no | wired
SIG-000096 | DO | Motor start command 00097 | G-0046 | AREA-01 | RED-000025 | A | duty | CBL-000049 | 1 | SYN-DO-CHARM | SYN-DO-TB | no | yes | no | wired
SIG-000097 | DO | Solenoid command 00098 | G-0047 | AREA-02 |  |  | standby | CBL-000049 | 2 | SYN-DO-CHARM | SYN-DO-TB | no | yes | no | unwired
SIG-000098 | DI | High level switch 00099 | G-0048 | AREA-03 | RED-000025 | B | duty | CBL-000050 | 1 | SYN-DI-CHARM | SYN-DI-TB | no | no | no | unwired
SIG-000099 | DI | Motor running feedback 00100 | G-0049 | AREA-04 |  |  | standby | CBL-000050 | 2 | SYN-DI-CHARM | SYN-DI-TB | no | no | no | loop_checked
SIG-000100 | AI | Process temperature 00101 | G-0000 | AREA-05 | RED-000026 | A | duty | CBL-000051 | 1 | SYN-AI-CHARM | SYN-AI-TB | yes | no | no | unwired
SIG-000101 | AI | Suction pressure 00102 | G-0001 | AREA-06 |  |  | standby | CBL-000051 | 2 | SYN-AI-CHARM | SYN-AI-TB | yes | no | no | unwired
SIG-000102 | DO | Motor start command 00103 | G-0002 | AREA-07 | RED-000026 | B | duty | CBL-000052 | 1 | SYN-DO-CHARM | SYN-DO-TB | no | yes | no | unwired
SIG-000103 | DO | Solenoid command 00104 | G-0003 | AREA-08 |  |  | standby | CBL-000052 | 2 | SYN-DO-CHARM | SYN-DO-TB | no | yes | no | loop_checked
SIG-000104 | AI | Process temperature 00105 | G-0004 | AREA-01 | RED-000027 | A | duty | CBL-000053 | 1 | SYN-AI-CHARM | SYN-AI-TB | yes | no | no | loop_checked
SIG-000105 | AI | Suction pressure 00106 | G-0005 | AREA-02 |  |  | standby | CBL-000053 | 2 | SYN-AI-CHARM | SYN-AI-TB | yes | no | no | unwired
SIG-000106 | DO | Solenoid command 00107 | G-0006 | AREA-03 | RED-000027 | B | duty | CBL-000054 | 1 | SYN-DO-CHARM | SYN-DO-TB | no | yes | no | unwired
SIG-000107 | DO | Alarm reset output 00108 | G-0007 | AREA-04 |  |  | standby | CBL-000054 | 2 | SYN-DO-CHARM | SYN-DO-TB | no | yes | no | wired
SIG-000108 | DI | Motor running feedback 00109 | G-0008 | AREA-05 | RED-000028 | A | duty | CBL-000055 | 1 | SYN-DI-CHARM | SYN-DI-TB | no | no | no | unwired
SIG-000109 | DI | Valve open limit 00110 | G-0009 | AREA-06 |  |  | standby | CBL-000055 | 2 | SYN-DI-CHARM | SYN-DI-TB | no | no | no | unwired
SIG-000110 | DI | High level switch 00111 | G-0010 | AREA-07 | RED-000028 | B | duty | CBL-000056 | 1 | SYN-DI-CHARM | SYN-DI-TB | no | no | no | unwired
SIG-000111 | DI | Motor running feedback 00112 | G-0011 | AREA-08 |  |  | standby | CBL-000056 | 2 | SYN-DI-CHARM | SYN-DI-TB | no | no | no | unwired
SIG-000112 | AI | Process temperature 00113 | G-0012 | AREA-01 | RED-000029 | A | duty | CBL-000057 | 1 | SYN-AI-CHARM | SYN-AI-TB | yes | no | no | unwired
SIG-000113 | AI | Suction pressure 00114 | G-0013 | AREA-02 |  |  | standby | CBL-000057 | 2 | SYN-AI-CHARM | SYN-AI-TB | yes | no | no | unwired
SIG-000114 | DI | Motor running feedback 00115 | G-0014 | AREA-03 | RED-000029 | B | duty | CBL-000058 | 1 | SYN-DI-CHARM | SYN-DI-TB | no | no | no | wired
SIG-000115 | DI | Valve open limit 00116 | G-0015 | AREA-04 |  |  | standby | CBL-000058 | 2 | SYN-DI-CHARM | SYN-DI-TB | no | no | no | unwired
SIG-000116 | DO | Alarm reset output 00117 | G-0016 | AREA-05 | RED-000030 | A | duty | CBL-000059 | 1 | SYN-DO-CHARM | SYN-DO-TB | no | yes | no | wired
SIG-000117 | DO | Motor start command 00118 | G-0017 | AREA-06 |  |  | standby | CBL-000059 | 2 | SYN-DO-CHARM | SYN-DO-TB | no | yes | no | unwired
SIG-000118 | AI | Tank level 00119 | G-0018 | AREA-07 | RED-000030 | B | duty | CBL-000060 | 1 | SYN-AI-CHARM | SYN-AI-TB | yes | no | no | unwired
SIG-000119 | AI | Flow rate 00120 | G-0019 | AREA-08 |  |  | standby | CBL-000060 | 2 | SYN-AI-CHARM | SYN-AI-TB | yes | no | no | unwired
SIG-000120 | AI | Process temperature 00121 | G-0020 | AREA-01 | RED-000031 | A | duty | CBL-000061 | 1 | SYN-AI-CHARM | SYN-AI-TB | yes | no | no | unwired
SIG-000121 | AI | Suction pressure 00122 | G-0021 | AREA-02 |  |  | standby | CBL-000061 | 2 | SYN-AI-CHARM | SYN-AI-TB | yes | no | no | unwired
SIG-000122 | AI | Tank level 00123 | G-0022 | AREA-03 | RED-000031 | B | duty | CBL-000062 | 1 | SYN-AI-CHARM | SYN-AI-TB | yes | no | no | loop_checked
SIG-000123 | AI | Flow rate 00124 | G-0023 | AREA-04 |  |  | standby | CBL-000062 | 2 | SYN-AI-CHARM | SYN-AI-TB | yes | no | no | unwired
SIG-000124 | AO | Speed reference 00125 | G-0024 | AREA-05 | RED-000032 | A | duty | CBL-000063 | 1 | SYN-AO-CHARM | SYN-AO-TB | yes | yes | yes | unwired
SIG-000125 | AO | Pressure setpoint 00126 | G-0025 | AREA-06 |  |  | standby | CBL-000063 | 2 | SYN-AO-CHARM | SYN-AO-TB | yes | yes | yes | loop_checked
SIG-000126 | DO | Motor start command 00127 | G-0026 | AREA-07 | RED-000032 | B | duty | CBL-000064 | 1 | SYN-DO-CHARM | SYN-DO-TB | no | yes | no | unwired
SIG-000127 | DO | Solenoid command 00128 | G-0027 | AREA-08 |  |  | standby | CBL-000064 | 2 | SYN-DO-CHARM | SYN-DO-TB | no | yes | no | unwired
SIG-000128 | DO | Alarm reset output 00129 | G-0028 | AREA-01 | RED-000033 | A | duty | CBL-000065 | 1 | SYN-DO-CHARM | SYN-DO-TB | no | yes | no | unwired
SIG-000129 | DO | Motor start command 00130 | G-0029 | AREA-02 |  |  | standby | CBL-000065 | 2 | SYN-DO-CHARM | SYN-DO-TB | no | yes | no | loop_checked
SIG-000130 | AO | Speed reference 00131 | G-0030 | AREA-03 | RED-000033 | B | duty | CBL-000066 | 1 | SYN-AO-CHARM | SYN-AO-TB | yes | yes | yes | fat_tested
SIG-000131 | AO | Pressure setpoint 00132 | G-0031 | AREA-04 |  |  | standby | CBL-000066 | 2 | SYN-AO-CHARM | SYN-AO-TB | yes | yes | yes | unwired
SIG-000132 | AO | Control valve demand 00133 | G-0032 | AREA-05 | RED-000034 | A | duty | CBL-000067 | 1 | SYN-AO-CHARM | SYN-AO-TB | yes | yes | yes | unwired
SIG-000133 | AO | Speed reference 00134 | G-0033 | AREA-06 |  |  | standby | CBL-000067 | 2 | SYN-AO-CHARM | SYN-AO-TB | yes | yes | yes | loop_checked
SIG-000134 | AO | Pressure setpoint 00135 | G-0034 | AREA-07 | RED-000034 | B | duty | CBL-000068 | 1 | SYN-AO-CHARM | SYN-AO-TB | yes | yes | yes | unwired
SIG-000135 | AO | Control valve demand 00136 | G-0035 | AREA-08 |  |  | standby | CBL-000068 | 2 | SYN-AO-CHARM | SYN-AO-TB | yes | yes | yes | unwired
SIG-000136 | AI | Process temperature 00137 | G-0036 | AREA-01 | RED-000035 | A | duty | CBL-000069 | 1 | SYN-AI-CHARM | SYN-AI-TB | yes | no | no | unwired
SIG-000137 | AI | Suction pressure 00138 | G-0037 | AREA-02 |  |  | standby | CBL-000069 | 2 | SYN-AI-CHARM | SYN-AI-TB | yes | no | no | wired
SIG-000138 | AO | Control valve demand 00139 | G-0038 | AREA-03 | RED-000035 | B | duty | CBL-000070 | 1 | SYN-AO-CHARM | SYN-AO-TB | yes | yes | yes | unwired
SIG-000139 | AO | Speed reference 00140 | G-0039 | AREA-04 |  |  | standby | CBL-000070 | 2 | SYN-AO-CHARM | SYN-AO-TB | yes | yes | yes | wired
SIG-000140 | AO | Pressure setpoint 00141 | G-0040 | AREA-05 | RED-000036 | A | duty | CBL-000071 | 1 | SYN-AO-CHARM | SYN-AO-TB | yes | yes | yes | wired
SIG-000141 | AO | Control valve demand 00142 | G-0041 | AREA-06 |  |  | standby | CBL-000071 | 2 | SYN-AO-CHARM | SYN-AO-TB | yes | yes | yes | unwired
SIG-000142 | DI | Valve open limit 00143 | G-0042 | AREA-07 | RED-000036 | B | duty | CBL-000072 | 1 | SYN-DI-CHARM | SYN-DI-TB | no | no | no | unwired
SIG-000143 | DI | High level switch 00144 | G-0043 | AREA-08 |  |  | standby | CBL-000072 | 2 | SYN-DI-CHARM | SYN-DI-TB | no | no | no | wired
SIG-000144 | DI | Motor running feedback 00145 | G-0044 | AREA-01 | RED-000037 | A | duty | CBL-000073 | 1 | SYN-DI-CHARM | SYN-DI-TB | no | no | no | wired
SIG-000145 | DI | Valve open limit 00146 | G-0045 | AREA-02 |  |  | standby | CBL-000073 | 2 | SYN-DI-CHARM | SYN-DI-TB | no | no | no | fat_tested
SIG-000146 | DO | Alarm reset output 00147 | G-0046 | AREA-03 | RED-000037 | B | duty | CBL-000074 | 1 | SYN-DO-CHARM | SYN-DO-TB | no | yes | no | unwired
SIG-000147 | DO | Motor start command 00148 | G-0047 | AREA-04 |  |  | standby | CBL-000074 | 2 | SYN-DO-CHARM | SYN-DO-TB | no | yes | no | unwired
SIG-000148 | DO | Solenoid command 00149 | G-0048 | AREA-05 | RED-000038 | A | duty | CBL-000075 | 1 | SYN-DO-CHARM | SYN-DO-TB | no | yes | no | fat_tested
SIG-000149 | DO | Alarm reset output 00150 | G-0049 | AREA-06 |  |  | standby | CBL-000075 | 2 | SYN-DO-CHARM | SYN-DO-TB | no | yes | no | unwired
SIG-000150 | AO | Control valve demand 00151 | G-0000 | AREA-07 | RED-000038 | B | duty | CBL-000076 | 1 | SYN-AO-CHARM | SYN-AO-TB | yes | yes | yes | unwired
SIG-000151 | AO | Speed reference 00152 | G-0001 | AREA-08 |  |  | standby | CBL-000076 | 2 | SYN-AO-CHARM | SYN-AO-TB | yes | yes | yes | unwired
SIG-000152 | AI | Process temperature 00153 | G-0002 | AREA-01 | RED-000039 | A | duty | CBL-000077 | 1 | SYN-AI-CHARM | SYN-AI-TB | yes | no | no | unwired
SIG-000153 | AI | Suction pressure 00154 | G-0003 | AREA-02 |  |  | standby | CBL-000077 | 2 | SYN-AI-CHARM | SYN-AI-TB | yes | no | no | wired
SIG-000154 | AI | Tank level 00155 | G-0004 | AREA-03 | RED-000039 | B | duty | CBL-000078 | 1 | SYN-AI-CHARM | SYN-AI-TB | yes | no | no | unwired
SIG-000155 | AI | Flow rate 00156 | G-0005 | AREA-04 |  |  | standby | CBL-000078 | 2 | SYN-AI-CHARM | SYN-AI-TB | yes | no | no | unwired
SIG-000156 | AI | Process temperature 00157 | G-0006 | AREA-05 | RED-000040 | A | duty | CBL-000079 | 1 | SYN-AI-CHARM | SYN-AI-TB | yes | no | no | loop_checked
SIG-000157 | AI | Suction pressure 00158 | G-0007 | AREA-06 |  |  | standby | CBL-000079 | 2 | SYN-AI-CHARM | SYN-AI-TB | yes | no | no | unwired
SIG-000158 | AI | Tank level 00159 | G-0008 | AREA-07 | RED-000040 | B | duty | CBL-000080 | 1 | SYN-AI-CHARM | SYN-AI-TB | yes | no | no | loop_checked
SIG-000159 | AI | Flow rate 00160 | G-0009 | AREA-08 |  |  | standby | CBL-000080 | 2 | SYN-AI-CHARM | SYN-AI-TB | yes | no | no | unwired
SIG-000160 | AI | Process temperature 00161 | G-0010 | AREA-01 | RED-000041 | A | duty | CBL-000081 | 1 | SYN-AI-CHARM | SYN-AI-TB | yes | no | no | wired
SIG-000161 | AI | Suction pressure 00162 | G-0011 | AREA-02 |  |  | standby | CBL-000081 | 2 | SYN-AI-CHARM | SYN-AI-TB | yes | no | no | fat_tested
SIG-000162 | DI | Motor running feedback 00163 | G-0012 | AREA-03 | RED-000041 | B | duty | CBL-000082 | 1 | SYN-DI-CHARM | SYN-DI-TB | no | no | no | unwired
SIG-000163 | DI | Valve open limit 00164 | G-0013 | AREA-04 |  |  | standby | CBL-000082 | 2 | SYN-DI-CHARM | SYN-DI-TB | no | no | no | loop_checked
SIG-000164 | DI | High level switch 00165 | G-0014 | AREA-05 | RED-000042 | A | duty | CBL-000083 | 1 | SYN-DI-CHARM | SYN-DI-TB | no | no | no | unwired
SIG-000165 | DI | Motor running feedback 00166 | G-0015 | AREA-06 |  |  | standby | CBL-000083 | 2 | SYN-DI-CHARM | SYN-DI-TB | no | no | no | unwired
SIG-000166 | DO | Solenoid command 00167 | G-0016 | AREA-07 | RED-000042 | B | duty | CBL-000084 | 1 | SYN-DO-CHARM | SYN-DO-TB | no | yes | no | unwired
SIG-000167 | DO | Alarm reset output 00168 | G-0017 | AREA-08 |  |  | standby | CBL-000084 | 2 | SYN-DO-CHARM | SYN-DO-TB | no | yes | no | unwired
SIG-000168 | AI | Process temperature 00169 | G-0018 | AREA-01 | RED-000043 | A | duty | CBL-000085 | 1 | SYN-AI-CHARM | SYN-AI-TB | yes | no | no | unwired
SIG-000169 | AI | Suction pressure 00170 | G-0019 | AREA-02 |  |  | standby | CBL-000085 | 2 | SYN-AI-CHARM | SYN-AI-TB | yes | no | no | wired
SIG-000170 | DI | High level switch 00171 | G-0020 | AREA-03 | RED-000043 | B | duty | CBL-000086 | 1 | SYN-DI-CHARM | SYN-DI-TB | no | no | no | unwired
SIG-000171 | DI | Motor running feedback 00172 | G-0021 | AREA-04 |  |  | standby | CBL-000086 | 2 | SYN-DI-CHARM | SYN-DI-TB | no | no | no | wired
SIG-000172 | DI | Valve open limit 00173 | G-0022 | AREA-05 | RED-000044 | A | duty | CBL-000087 | 1 | SYN-DI-CHARM | SYN-DI-TB | no | no | no | unwired
SIG-000173 | DI | High level switch 00174 | G-0023 | AREA-06 |  |  | standby | CBL-000087 | 2 | SYN-DI-CHARM | SYN-DI-TB | no | no | no | unwired
SIG-000174 | DO | Motor start command 00175 | G-0024 | AREA-07 | RED-000044 | B | duty | CBL-000088 | 1 | SYN-DO-CHARM | SYN-DO-TB | no | yes | no | unwired
SIG-000175 | DO | Solenoid command 00176 | G-0025 | AREA-08 |  |  | standby | CBL-000088 | 2 | SYN-DO-CHARM | SYN-DO-TB | no | yes | no | unwired
SIG-000176 | DI | High level switch 00177 | G-0026 | AREA-01 | RED-000045 | A | duty | CBL-000089 | 1 | SYN-DI-CHARM | SYN-DI-TB | no | no | no | unwired
SIG-000177 | DI | Motor running feedback 00178 | G-0027 | AREA-02 |  |  | standby | CBL-000089 | 2 | SYN-DI-CHARM | SYN-DI-TB | no | no | no | unwired
SIG-000178 | DI | Valve open limit 00179 | G-0028 | AREA-03 | RED-000045 | B | duty | CBL-000090 | 1 | SYN-DI-CHARM | SYN-DI-TB | no | no | no | unwired
SIG-000179 | DI | High level switch 00180 | G-0029 | AREA-04 |  |  | standby | CBL-000090 | 2 | SYN-DI-CHARM | SYN-DI-TB | no | no | no | unwired
SIG-000180 | AI | Process temperature 00181 | G-0030 | AREA-05 | RED-000046 | A | duty | CBL-000091 | 1 | SYN-AI-CHARM | SYN-AI-TB | yes | no | no | wired
SIG-000181 | AI | Suction pressure 00182 | G-0031 | AREA-06 |  |  | standby | CBL-000091 | 2 | SYN-AI-CHARM | SYN-AI-TB | yes | no | no | fat_tested
SIG-000182 | DO | Alarm reset output 00183 | G-0032 | AREA-07 | RED-000046 | B | duty | CBL-000092 | 1 | SYN-DO-CHARM | SYN-DO-TB | no | yes | no | unwired
SIG-000183 | DO | Motor start command 00184 | G-0033 | AREA-08 |  |  | standby | CBL-000092 | 2 | SYN-DO-CHARM | SYN-DO-TB | no | yes | no | wired
SIG-000184 | DI | Valve open limit 00185 | G-0034 | AREA-01 | RED-000047 | A | duty | CBL-000093 | 1 | SYN-DI-CHARM | SYN-DI-TB | no | no | no | wired
SIG-000185 | DI | High level switch 00186 | G-0035 | AREA-02 |  |  | standby | CBL-000093 | 2 | SYN-DI-CHARM | SYN-DI-TB | no | no | no | unwired
SIG-000186 | DI | Motor running feedback 00187 | G-0036 | AREA-03 | RED-000047 | B | duty | CBL-000094 | 1 | SYN-DI-CHARM | SYN-DI-TB | no | no | no | loop_checked
SIG-000187 | DI | Valve open limit 00188 | G-0037 | AREA-04 |  |  | standby | CBL-000094 | 2 | SYN-DI-CHARM | SYN-DI-TB | no | no | no | loop_checked
SIG-000188 | AI | Process temperature 00189 | G-0038 | AREA-05 | RED-000048 | A | duty | CBL-000095 | 1 | SYN-AI-CHARM | SYN-AI-TB | yes | no | no | loop_checked
SIG-000189 | AI | Suction pressure 00190 (Rev B updated) | G-0039 | AREA-06 |  |  | standby | CBL-000095 | 2 | SYN-AI-CHARM | SYN-AI-TB | yes | no | no | wired
SIG-000190 | DO | Solenoid command 00191 | G-0040 | AREA-07 | RED-000048 | B | duty | CBL-000096 | 1 | SYN-DO-CHARM | SYN-DO-TB | no | yes | no | unwired
SIG-000191 | DO | Alarm reset output 00192 | G-0041 | AREA-08 |  |  | standby | CBL-000096 | 2 | SYN-DO-CHARM | SYN-DO-TB | no | yes | no | unwired
SIG-000192 | AI | Process temperature 00193 | G-0042 | AREA-01 | RED-000049 | A | duty | CBL-000097 | 1 | SYN-AI-CHARM | SYN-AI-TB | yes | no | no | loop_checked
SIG-000193 | AI | Suction pressure 00194 | G-0043 | AREA-02 |  |  | standby | CBL-000097 | 2 | SYN-AI-CHARM | SYN-AI-TB | yes | no | no | unwired
SIG-000194 | DI | High level switch 00195 | G-0044 | AREA-03 | RED-000049 | B | duty | CBL-000098 | 1 | SYN-DI-CHARM | SYN-DI-TB | no | no | no | wired
SIG-000195 | DI | Motor running feedback 00196 | G-0045 | AREA-04 |  |  | standby | CBL-000098 | 2 | SYN-DI-CHARM | SYN-DI-TB | no | no | no | unwired
SIG-000196 | DI | Valve open limit 00197 | G-0046 | AREA-05 | RED-000050 | A | duty | CBL-000099 | 1 | SYN-DI-CHARM | SYN-DI-TB | no | no | no | unwired
SIG-000197 | DI | High level switch 00198 | G-0047 | AREA-06 |  |  | standby | CBL-000099 | 2 | SYN-DI-CHARM | SYN-DI-TB | no | no | no | loop_checked
SIG-000198 | DI | Motor running feedback 00199 | G-0048 | AREA-07 | RED-000050 | B | duty | CBL-000100 | 1 | SYN-DI-CHARM | SYN-DI-TB | no | no | no | fat_tested
SIG-000199 | DI | Valve open limit 00200 | G-0049 | AREA-08 |  |  | standby | CBL-000100 | 2 | SYN-DI-CHARM | SYN-DI-TB | no | no | no | loop_checked
SIG-000200 | AI | Process temperature 00201 | G-0000 | AREA-01 | RED-000051 | A | duty | CBL-000101 | 1 | SYN-AI-CHARM | SYN-AI-TB | yes | no | no | wired
SIG-000201 | AI | Suction pressure 00202 | G-0001 | AREA-02 |  |  | standby | CBL-000101 | 2 | SYN-AI-CHARM | SYN-AI-TB | yes | no | no | unwired
SIG-000202 | AO | Speed reference 00203 | G-0002 | AREA-03 | RED-000051 | B | duty | CBL-000102 | 1 | SYN-AO-CHARM | SYN-AO-TB | yes | yes | yes | unwired
SIG-000203 | AO | Pressure setpoint 00204 | G-0003 | AREA-04 |  |  | standby | CBL-000102 | 2 | SYN-AO-CHARM | SYN-AO-TB | yes | yes | yes | unwired
SIG-000204 | DI | Motor running feedback 00205 | G-0004 | AREA-05 | RED-000052 | A | duty | CBL-000103 | 1 | SYN-DI-CHARM | SYN-DI-TB | no | no | no | fat_tested
SIG-000205 | DI | Valve open limit 00206 | G-0005 | AREA-06 |  |  | standby | CBL-000103 | 2 | SYN-DI-CHARM | SYN-DI-TB | no | no | no | unwired
SIG-000206 | DI | High level switch 00207 | G-0006 | AREA-07 | RED-000052 | B | duty | CBL-000104 | 1 | SYN-DI-CHARM | SYN-DI-TB | no | no | no | unwired
SIG-000207 | DI | Motor running feedback 00208 | G-0007 | AREA-08 |  |  | standby | CBL-000104 | 2 | SYN-DI-CHARM | SYN-DI-TB | no | no | no | unwired
SIG-000208 | AI | Process temperature 00209 | G-0008 | AREA-01 | RED-000053 | A | duty | CBL-000105 | 1 | SYN-AI-CHARM | SYN-AI-TB | yes | no | no | unwired
SIG-000209 | AI | Suction pressure 00210 | G-0009 | AREA-02 |  |  | standby | CBL-000105 | 2 | SYN-AI-CHARM | SYN-AI-TB | yes | no | no | wired
SIG-000210 | DI | Motor running feedback 00211 | G-0010 | AREA-03 | RED-000053 | B | duty | CBL-000106 | 1 | SYN-DI-CHARM | SYN-DI-TB | no | no | no | loop_checked
SIG-000211 | DI | Valve open limit 00212 | G-0011 | AREA-04 |  |  | standby | CBL-000106 | 2 | SYN-DI-CHARM | SYN-DI-TB | no | no | no | unwired
SIG-000212 | AI | Process temperature 00213 | G-0012 | AREA-05 | RED-000054 | A | duty | CBL-000107 | 1 | SYN-AI-CHARM | SYN-AI-TB | yes | no | no | loop_checked
SIG-000213 | AI | Suction pressure 00214 | G-0013 | AREA-06 |  |  | standby | CBL-000107 | 2 | SYN-AI-CHARM | SYN-AI-TB | yes | no | no | unwired
SIG-000214 | DI | Valve open limit 00215 | G-0014 | AREA-07 | RED-000054 | B | duty | CBL-000108 | 1 | SYN-DI-CHARM | SYN-DI-TB | no | no | no | wired
SIG-000215 | DI | High level switch 00216 | G-0015 | AREA-08 |  |  | standby | CBL-000108 | 2 | SYN-DI-CHARM | SYN-DI-TB | no | no | no | loop_checked
SIG-000216 | DO | Motor start command 00217 | G-0016 | AREA-01 | RED-000055 | A | duty | CBL-000109 | 1 | SYN-DO-CHARM | SYN-DO-TB | no | yes | no | unwired
SIG-000217 | DO | Solenoid command 00218 | G-0017 | AREA-02 |  |  | standby | CBL-000109 | 2 | SYN-DO-CHARM | SYN-DO-TB | no | yes | no | loop_checked
SIG-000218 | DI | High level switch 00219 | G-0018 | AREA-03 | RED-000055 | B | duty | CBL-000110 | 1 | SYN-DI-CHARM | SYN-DI-TB | no | no | no | loop_checked
SIG-000219 | DI | Motor running feedback 00220 | G-0019 | AREA-04 |  |  | standby | CBL-000110 | 2 | SYN-DI-CHARM | SYN-DI-TB | no | no | no | wired
SIG-000220 | AI | Process temperature 00221 | G-0020 | AREA-05 | RED-000056 | A | duty | CBL-000111 | 1 | SYN-AI-CHARM | SYN-AI-TB | yes | no | no | wired
SIG-000221 | AI | Suction pressure 00222 | G-0021 | AREA-06 |  |  | standby | CBL-000111 | 2 | SYN-AI-CHARM | SYN-AI-TB | yes | no | no | unwired
SIG-000222 | DI | Motor running feedback 00223 | G-0022 | AREA-07 | RED-000056 | B | duty | CBL-000112 | 1 | SYN-DI-CHARM | SYN-DI-TB | no | no | no | unwired
SIG-000223 | DI | Valve open limit 00224 | G-0023 | AREA-08 |  |  | standby | CBL-000112 | 2 | SYN-DI-CHARM | SYN-DI-TB | no | no | no | loop_checked
SIG-000224 | DI | High level switch 00225 | G-0024 | AREA-01 | RED-000057 | A | duty | CBL-000113 | 1 | SYN-DI-CHARM | SYN-DI-TB | no | no | no | unwired
SIG-000225 | DI | Motor running feedback 00226 | G-0025 | AREA-02 |  |  | standby | CBL-000113 | 2 | SYN-DI-CHARM | SYN-DI-TB | no | no | no | unwired
SIG-000226 | AO | Speed reference 00227 | G-0026 | AREA-03 | RED-000057 | B | duty | CBL-000114 | 1 | SYN-AO-CHARM | SYN-AO-TB | yes | yes | yes | unwired
SIG-000227 | AO | Pressure setpoint 00228 | G-0027 | AREA-04 |  |  | standby | CBL-000114 | 2 | SYN-AO-CHARM | SYN-AO-TB | yes | yes | yes | wired
SIG-000228 | DI | Motor running feedback 00229 | G-0028 | AREA-05 | RED-000058 | A | duty | CBL-000115 | 1 | SYN-DI-CHARM | SYN-DI-TB | no | no | no | unwired
SIG-000229 | DI | Valve open limit 00230 | G-0029 | AREA-06 |  |  | standby | CBL-000115 | 2 | SYN-DI-CHARM | SYN-DI-TB | no | no | no | unwired
SIG-000230 | AI | Tank level 00231 | G-0030 | AREA-07 | RED-000058 | B | duty | CBL-000116 | 1 | SYN-AI-CHARM | SYN-AI-TB | yes | no | no | loop_checked
SIG-000231 | AI | Flow rate 00232 | G-0031 | AREA-08 |  |  | standby | CBL-000116 | 2 | SYN-AI-CHARM | SYN-AI-TB | yes | no | no | unwired
SIG-000232 | AI | Process temperature 00233 | G-0032 | AREA-01 | RED-000059 | A | duty | CBL-000117 | 1 | SYN-AI-CHARM | SYN-AI-TB | yes | no | no | unwired
SIG-000233 | AI | Suction pressure 00234 | G-0033 | AREA-02 |  |  | standby | CBL-000117 | 2 | SYN-AI-CHARM | SYN-AI-TB | yes | no | no | unwired
SIG-000234 | DO | Motor start command 00235 | G-0034 | AREA-03 | RED-000059 | B | duty | CBL-000118 | 1 | SYN-DO-CHARM | SYN-DO-TB | no | yes | no | loop_checked
SIG-000235 | DO | Solenoid command 00236 | G-0035 | AREA-04 |  |  | standby | CBL-000118 | 2 | SYN-DO-CHARM | SYN-DO-TB | no | yes | no | loop_checked
SIG-000236 | AO | Pressure setpoint 00237 | G-0036 | AREA-05 | RED-000060 | A | duty | CBL-000119 | 1 | SYN-AO-CHARM | SYN-AO-TB | yes | yes | yes | unwired
SIG-000237 | AO | Control valve demand 00238 | G-0037 | AREA-06 |  |  | standby | CBL-000119 | 2 | SYN-AO-CHARM | SYN-AO-TB | yes | yes | yes | wired
SIG-000238 | DO | Solenoid command 00239 | G-0038 | AREA-07 | RED-000060 | B | duty | CBL-000120 | 1 | SYN-DO-CHARM | SYN-DO-TB | no | yes | no | wired
SIG-000239 | DO | Alarm reset output 00240 (Rev B updated) | G-0039 | AREA-08 |  |  | standby | CBL-000120 | 2 | SYN-DO-CHARM | SYN-DO-TB | no | yes | no | wired
SIG-000240 | AI | Process temperature 00241 | G-0040 | AREA-01 | RED-000061 | A | duty | CBL-000121 | 1 | SYN-AI-CHARM | SYN-AI-TB | yes | no | no | loop_checked
SIG-000241 | AI | Suction pressure 00242 | G-0041 | AREA-02 |  |  | standby | CBL-000121 | 2 | SYN-AI-CHARM | SYN-AI-TB | yes | no | no | unwired
SIG-000242 | DO | Alarm reset output 00243 | G-0042 | AREA-03 | RED-000061 | B | duty | CBL-000122 | 1 | SYN-DO-CHARM | SYN-DO-TB | no | yes | no | wired
SIG-000243 | DO | Motor start command 00244 | G-0043 | AREA-04 |  |  | standby | CBL-000122 | 2 | SYN-DO-CHARM | SYN-DO-TB | no | yes | no | wired
SIG-000244 | DI | Valve open limit 00245 | G-0044 | AREA-05 | RED-000062 | A | duty | CBL-000123 | 1 | SYN-DI-CHARM | SYN-DI-TB | no | no | no | wired
SIG-000245 | DI | High level switch 00246 | G-0045 | AREA-06 |  |  | standby | CBL-000123 | 2 | SYN-DI-CHARM | SYN-DI-TB | no | no | no | unwired
SIG-000246 | DI | Motor running feedback 00247 | G-0046 | AREA-07 | RED-000062 | B | duty | CBL-000124 | 1 | SYN-DI-CHARM | SYN-DI-TB | no | no | no | unwired
SIG-000247 | DI | Valve open limit 00248 | G-0047 | AREA-08 |  |  | standby | CBL-000124 | 2 | SYN-DI-CHARM | SYN-DI-TB | no | no | no | unwired
SIG-000248 | AO | Pressure setpoint 00249 | G-0048 | AREA-01 | RED-000063 | A | duty | CBL-000125 | 1 | SYN-AO-CHARM | SYN-AO-TB | yes | yes | yes | unwired
SIG-000249 | AO | Control valve demand 00250 | G-0049 | AREA-02 |  |  | standby | CBL-000125 | 2 | SYN-AO-CHARM | SYN-AO-TB | yes | yes | yes | unwired
SIG-000250 | AI | Tank level 00251 | G-0000 | AREA-03 | RED-000063 | B | duty | CBL-000126 | 1 | SYN-AI-CHARM | SYN-AI-TB | yes | no | no | unwired
SIG-000251 | AI | Flow rate 00252 | G-0001 | AREA-04 |  |  | standby | CBL-000126 | 2 | SYN-AI-CHARM | SYN-AI-TB | yes | no | no | unwired
SIG-000252 | DO | Motor start command 00253 | G-0002 | AREA-05 | RED-000064 | A | duty | CBL-000127 | 1 | SYN-DO-CHARM | SYN-DO-TB | no | yes | no | unwired
SIG-000253 | DO | Solenoid command 00254 | G-0003 | AREA-06 |  |  | standby | CBL-000127 | 2 | SYN-DO-CHARM | SYN-DO-TB | no | yes | no | unwired
SIG-000254 | DO | Alarm reset output 00255 | G-0004 | AREA-07 | RED-000064 | B | duty | CBL-000128 | 1 | SYN-DO-CHARM | SYN-DO-TB | no | yes | no | unwired
SIG-000255 | DO | Motor start command 00256 | G-0005 | AREA-08 |  |  | standby | CBL-000128 | 2 | SYN-DO-CHARM | SYN-DO-TB | no | yes | no | unwired
SIG-000256 | DO | Solenoid command 00257 | G-0006 | AREA-01 | RED-000065 | A | duty | CBL-000129 | 1 | SYN-DO-CHARM | SYN-DO-TB | no | yes | no | wired
SIG-000257 | DO | Alarm reset output 00258 | G-0007 | AREA-02 |  |  | standby | CBL-000129 | 2 | SYN-DO-CHARM | SYN-DO-TB | no | yes | no | unwired
SIG-000258 | DO | Motor start command 00259 | G-0008 | AREA-03 | RED-000065 | B | duty | CBL-000130 | 1 | SYN-DO-CHARM | SYN-DO-TB | no | yes | no | loop_checked
SIG-000259 | DO | Solenoid command 00260 | G-0009 | AREA-04 |  |  | standby | CBL-000130 | 2 | SYN-DO-CHARM | SYN-DO-TB | no | yes | no | unwired
SIG-000260 | DO | Alarm reset output 00261 | G-0010 | AREA-05 | RED-000066 | A | duty | CBL-000131 | 1 | SYN-DO-CHARM | SYN-DO-TB | no | yes | no | unwired
SIG-000261 | DO | Motor start command 00262 | G-0011 | AREA-06 |  |  | standby | CBL-000131 | 2 | SYN-DO-CHARM | SYN-DO-TB | no | yes | no | fat_tested
SIG-000262 | AI | Tank level 00263 | G-0012 | AREA-07 | RED-000066 | B | duty | CBL-000132 | 1 | SYN-AI-CHARM | SYN-AI-TB | yes | no | no | wired
SIG-000263 | AI | Flow rate 00264 | G-0013 | AREA-08 |  |  | standby | CBL-000132 | 2 | SYN-AI-CHARM | SYN-AI-TB | yes | no | no | loop_checked
SIG-000264 | AI | Process temperature 00265 | G-0014 | AREA-01 | RED-000067 | A | duty | CBL-000133 | 1 | SYN-AI-CHARM | SYN-AI-TB | yes | no | no | wired
SIG-000265 | AI | Suction pressure 00266 | G-0015 | AREA-02 |  |  | standby | CBL-000133 | 2 | SYN-AI-CHARM | SYN-AI-TB | yes | no | no | wired
SIG-000266 | DO | Alarm reset output 00267 | G-0016 | AREA-03 | RED-000067 | B | duty | CBL-000134 | 1 | SYN-DO-CHARM | SYN-DO-TB | no | yes | no | loop_checked
SIG-000267 | DO | Motor start command 00268 | G-0017 | AREA-04 |  |  | standby | CBL-000134 | 2 | SYN-DO-CHARM | SYN-DO-TB | no | yes | no | fat_tested
SIG-000268 | DI | Valve open limit 00269 | G-0018 | AREA-05 | RED-000068 | A | duty | CBL-000135 | 1 | SYN-DI-CHARM | SYN-DI-TB | no | no | no | wired
SIG-000269 | DI | High level switch 00270 | G-0019 | AREA-06 |  |  | standby | CBL-000135 | 2 | SYN-DI-CHARM | SYN-DI-TB | no | no | no | loop_checked
SIG-000270 | AI | Tank level 00271 | G-0020 | AREA-07 | RED-000068 | B | duty | CBL-000136 | 1 | SYN-AI-CHARM | SYN-AI-TB | yes | no | no | unwired
SIG-000271 | AI | Flow rate 00272 | G-0021 | AREA-08 |  |  | standby | CBL-000136 | 2 | SYN-AI-CHARM | SYN-AI-TB | yes | no | no | fat_tested
SIG-000272 | AI | Process temperature 00273 | G-0022 | AREA-01 | RED-000069 | A | duty | CBL-000137 | 1 | SYN-AI-CHARM | SYN-AI-TB | yes | no | no | unwired
SIG-000273 | AI | Suction pressure 00274 | G-0023 | AREA-02 |  |  | standby | CBL-000137 | 2 | SYN-AI-CHARM | SYN-AI-TB | yes | no | no | unwired
SIG-000274 | AI | Tank level 00275 | G-0024 | AREA-03 | RED-000069 | B | duty | CBL-000138 | 1 | SYN-AI-CHARM | SYN-AI-TB | yes | no | no | wired
SIG-000275 | AI | Flow rate 00276 | G-0025 | AREA-04 |  |  | standby | CBL-000138 | 2 | SYN-AI-CHARM | SYN-AI-TB | yes | no | no | unwired
SIG-000276 | DO | Motor start command 00277 | G-0026 | AREA-05 | RED-000070 | A | duty | CBL-000139 | 1 | SYN-DO-CHARM | SYN-DO-TB | no | yes | no | wired
SIG-000277 | DO | Solenoid command 00278 | G-0027 | AREA-06 |  |  | standby | CBL-000139 | 2 | SYN-DO-CHARM | SYN-DO-TB | no | yes | no | unwired
SIG-000278 | DI | High level switch 00279 | G-0028 | AREA-07 | RED-000070 | B | duty | CBL-000140 | 1 | SYN-DI-CHARM | SYN-DI-TB | no | no | no | unwired
SIG-000279 | DI | Motor running feedback 00280 | G-0029 | AREA-08 |  |  | standby | CBL-000140 | 2 | SYN-DI-CHARM | SYN-DI-TB | no | no | no | unwired
SIG-000280 | DI | Valve open limit 00281 | G-0030 | AREA-01 | RED-000071 | A | duty | CBL-000141 | 1 | SYN-DI-CHARM | SYN-DI-TB | no | no | no | unwired
SIG-000281 | DI | High level switch 00282 | G-0031 | AREA-02 |  |  | standby | CBL-000141 | 2 | SYN-DI-CHARM | SYN-DI-TB | no | no | no | unwired
SIG-000282 | DO | Motor start command 00283 | G-0032 | AREA-03 | RED-000071 | B | duty | CBL-000142 | 1 | SYN-DO-CHARM | SYN-DO-TB | no | yes | no | unwired
SIG-000283 | DO | Solenoid command 00284 | G-0033 | AREA-04 |  |  | standby | CBL-000142 | 2 | SYN-DO-CHARM | SYN-DO-TB | no | yes | no | unwired
SIG-000284 | DI | High level switch 00285 | G-0034 | AREA-05 | RED-000072 | A | duty | CBL-000143 | 1 | SYN-DI-CHARM | SYN-DI-TB | no | no | no | wired
SIG-000285 | DI | Motor running feedback 00286 | G-0035 | AREA-06 |  |  | standby | CBL-000143 | 2 | SYN-DI-CHARM | SYN-DI-TB | no | no | no | unwired
SIG-000286 | AI | Tank level 00287 | G-0036 | AREA-07 | RED-000072 | B | duty | CBL-000144 | 1 | SYN-AI-CHARM | SYN-AI-TB | yes | no | no | unwired
SIG-000287 | AI | Flow rate 00288 | G-0037 | AREA-08 |  |  | standby | CBL-000144 | 2 | SYN-AI-CHARM | SYN-AI-TB | yes | no | no | loop_checked
SIG-000288 | AI | Process temperature 00289 | G-0038 | AREA-01 | RED-000073 | A | duty | CBL-000145 | 1 | SYN-AI-CHARM | SYN-AI-TB | yes | no | no | loop_checked
SIG-000289 | AI | Suction pressure 00290 | G-0039 | AREA-02 |  |  | standby | CBL-000145 | 2 | SYN-AI-CHARM | SYN-AI-TB | yes | no | no | unwired
SIG-000290 | AI | Tank level 00291 | G-0040 | AREA-03 | RED-000073 | B | duty | CBL-000146 | 1 | SYN-AI-CHARM | SYN-AI-TB | yes | no | no | wired
SIG-000291 | AI | Flow rate 00292 | G-0041 | AREA-04 |  |  | standby | CBL-000146 | 2 | SYN-AI-CHARM | SYN-AI-TB | yes | no | no | unwired
SIG-000292 | AI | Process temperature 00293 | G-0042 | AREA-05 | RED-000074 | A | duty | CBL-000147 | 1 | SYN-AI-CHARM | SYN-AI-TB | yes | no | no | wired
SIG-000293 | AI | Suction pressure 00294 | G-0043 | AREA-06 |  |  | standby | CBL-000147 | 2 | SYN-AI-CHARM | SYN-AI-TB | yes | no | no | loop_checked
SIG-000294 | DO | Motor start command 00295 | G-0044 | AREA-07 | RED-000074 | B | duty | CBL-000148 | 1 | SYN-DO-CHARM | SYN-DO-TB | no | yes | no | loop_checked
SIG-000295 | DO | Solenoid command 00296 | G-0045 | AREA-08 |  |  | standby | CBL-000148 | 2 | SYN-DO-CHARM | SYN-DO-TB | no | yes | no | loop_checked
SIG-000296 | DI | High level switch 00297 | G-0046 | AREA-01 | RED-000075 | A | duty | CBL-000149 | 1 | SYN-DI-CHARM | SYN-DI-TB | no | no | no | loop_checked
SIG-000297 | DI | Motor running feedback 00298 | G-0047 | AREA-02 |  |  | standby | CBL-000149 | 2 | SYN-DI-CHARM | SYN-DI-TB | no | no | no | unwired
SIG-000298 | DI | Valve open limit 00299 | G-0048 | AREA-03 | RED-000075 | B | duty | CBL-000150 | 1 | SYN-DI-CHARM | SYN-DI-TB | no | no | no | wired
SIG-000299 | DI | High level switch 00300 | G-0049 | AREA-04 |  |  | standby | CBL-000150 | 2 | SYN-DI-CHARM | SYN-DI-TB | no | no | no | wired
SIG-000300 | DI | Motor running feedback 00301 | G-0000 | AREA-05 | RED-000076 | A | duty | CBL-000151 | 1 | SYN-DI-CHARM | SYN-DI-TB | no | no | no | unwired
SIG-000301 | DI | Valve open limit 00302 | G-0001 | AREA-06 |  |  | standby | CBL-000151 | 2 | SYN-DI-CHARM | SYN-DI-TB | no | no | no | wired
SIG-000302 | DO | Alarm reset output 00303 | G-0002 | AREA-07 | RED-000076 | B | duty | CBL-000152 | 1 | SYN-DO-CHARM | SYN-DO-TB | no | yes | no | unwired
SIG-000303 | DO | Motor start command 00304 | G-0003 | AREA-08 |  |  | standby | CBL-000152 | 2 | SYN-DO-CHARM | SYN-DO-TB | no | yes | no | fat_tested
SIG-000304 | DI | Valve open limit 00305 | G-0004 | AREA-01 | RED-000077 | A | duty | CBL-000153 | 1 | SYN-DI-CHARM | SYN-DI-TB | no | no | no | unwired
SIG-000305 | DI | High level switch 00306 | G-0005 | AREA-02 |  |  | standby | CBL-000153 | 2 | SYN-DI-CHARM | SYN-DI-TB | no | no | no | wired
SIG-000306 | DO | Motor start command 00307 | G-0006 | AREA-03 | RED-000077 | B | duty | CBL-000154 | 1 | SYN-DO-CHARM | SYN-DO-TB | no | yes | no | unwired
SIG-000307 | DO | Solenoid command 00308 | G-0007 | AREA-04 |  |  | standby | CBL-000154 | 2 | SYN-DO-CHARM | SYN-DO-TB | no | yes | no | unwired
SIG-000308 | AI | Process temperature 00309 | G-0008 | AREA-05 | RED-000078 | A | duty | CBL-000155 | 1 | SYN-AI-CHARM | SYN-AI-TB | yes | no | no | loop_checked
SIG-000309 | AI | Suction pressure 00310 | G-0009 | AREA-06 |  |  | standby | CBL-000155 | 2 | SYN-AI-CHARM | SYN-AI-TB | yes | no | no | loop_checked
SIG-000310 | DO | Solenoid command 00311 | G-0010 | AREA-07 | RED-000078 | B | duty | CBL-000156 | 1 | SYN-DO-CHARM | SYN-DO-TB | no | yes | no | loop_checked
SIG-000311 | DO | Alarm reset output 00312 | G-0011 | AREA-08 |  |  | standby | CBL-000156 | 2 | SYN-DO-CHARM | SYN-DO-TB | no | yes | no | unwired
SIG-000312 | AI | Process temperature 00313 | G-0012 | AREA-01 | RED-000079 | A | duty | CBL-000157 | 1 | SYN-AI-CHARM | SYN-AI-TB | yes | no | no | unwired
SIG-000313 | AI | Suction pressure 00314 | G-0013 | AREA-02 |  |  | standby | CBL-000157 | 2 | SYN-AI-CHARM | SYN-AI-TB | yes | no | no | loop_checked
SIG-000314 | DI | High level switch 00315 | G-0014 | AREA-03 | RED-000079 | B | duty | CBL-000158 | 1 | SYN-DI-CHARM | SYN-DI-TB | no | no | no | unwired
SIG-000315 | DI | Motor running feedback 00316 | G-0015 | AREA-04 |  |  | standby | CBL-000158 | 2 | SYN-DI-CHARM | SYN-DI-TB | no | no | no | unwired
SIG-000316 | DO | Solenoid command 00317 | G-0016 | AREA-05 | RED-000080 | A | duty | CBL-000159 | 1 | SYN-DO-CHARM | SYN-DO-TB | no | yes | no | unwired
SIG-000317 | DO | Alarm reset output 00318 | G-0017 | AREA-06 |  |  | standby | CBL-000159 | 2 | SYN-DO-CHARM | SYN-DO-TB | no | yes | no | wired
SIG-000318 | AI | Tank level 00319 | G-0018 | AREA-07 | RED-000080 | B | duty | CBL-000160 | 1 | SYN-AI-CHARM | SYN-AI-TB | yes | no | no | wired
SIG-000319 | AI | Flow rate 00320 | G-0019 | AREA-08 |  |  | standby | CBL-000160 | 2 | SYN-AI-CHARM | SYN-AI-TB | yes | no | no | unwired
SIG-000320 | DO | Alarm reset output 00321 | G-0020 | AREA-01 | RED-000081 | A | duty | CBL-000161 | 1 | SYN-DO-CHARM | SYN-DO-TB | no | yes | no | unwired
SIG-000321 | DO | Motor start command 00322 | G-0021 | AREA-02 |  |  | standby | CBL-000161 | 2 | SYN-DO-CHARM | SYN-DO-TB | no | yes | no | wired
SIG-000322 | AI | Tank level 00323 | G-0022 | AREA-03 | RED-000081 | B | duty | CBL-000162 | 1 | SYN-AI-CHARM | SYN-AI-TB | yes | no | no | unwired
SIG-000323 | AI | Flow rate 00324 | G-0023 | AREA-04 |  |  | standby | CBL-000162 | 2 | SYN-AI-CHARM | SYN-AI-TB | yes | no | no | loop_checked
SIG-000324 | DI | Motor running feedback 00325 | G-0024 | AREA-05 | RED-000082 | A | duty | CBL-000163 | 1 | SYN-DI-CHARM | SYN-DI-TB | no | no | no | loop_checked
SIG-000325 | DI | Valve open limit 00326 | G-0025 | AREA-06 |  |  | standby | CBL-000163 | 2 | SYN-DI-CHARM | SYN-DI-TB | no | no | no | wired
SIG-000326 | DO | Alarm reset output 00327 | G-0026 | AREA-07 | RED-000082 | B | duty | CBL-000164 | 1 | SYN-DO-CHARM | SYN-DO-TB | no | yes | no | loop_checked
SIG-000327 | DO | Motor start command 00328 | G-0027 | AREA-08 |  |  | standby | CBL-000164 | 2 | SYN-DO-CHARM | SYN-DO-TB | no | yes | no | fat_tested
SIG-000328 | DO | Solenoid command 00329 | G-0028 | AREA-01 | RED-000083 | A | duty | CBL-000165 | 1 | SYN-DO-CHARM | SYN-DO-TB | no | yes | no | unwired
SIG-000330 | DI | Motor running feedback 00331 | G-0030 | AREA-03 | RED-000083 | B | duty | CBL-000166 | 1 | SYN-DI-CHARM | SYN-DI-TB | no | no | no | loop_checked
SIG-000331 | DI | Valve open limit 00332 | G-0031 | AREA-04 |  |  | standby | CBL-000166 | 2 | SYN-DI-CHARM | SYN-DI-TB | no | no | no | loop_checked
SIG-000332 | AI | Process temperature 00333 | G-0032 | AREA-05 | RED-000084 | A | duty | CBL-000167 | 1 | SYN-AI-CHARM | SYN-AI-TB | yes | no | no | unwired
SIG-000333 | AI | Suction pressure 00334 | G-0033 | AREA-06 |  |  | standby | CBL-000167 | 2 | SYN-AI-CHARM | SYN-AI-TB | yes | no | no | unwired
SIG-000334 | DI | Valve open limit 00335 | G-0034 | AREA-07 | RED-000084 | B | duty | CBL-000168 | 1 | SYN-DI-CHARM | SYN-DI-TB | no | no | no | wired
SIG-000335 | DI | High level switch 00336 | G-0035 | AREA-08 |  |  | standby | CBL-000168 | 2 | SYN-DI-CHARM | SYN-DI-TB | no | no | no | unwired
SIG-000336 | DO | Motor start command 00337 | G-0036 | AREA-01 | RED-000085 | A | duty | CBL-000169 | 1 | SYN-DO-CHARM | SYN-DO-TB | no | yes | no | unwired
SIG-000337 | DO | Solenoid command 00338 | G-0037 | AREA-02 |  |  | standby | CBL-000169 | 2 | SYN-DO-CHARM | SYN-DO-TB | no | yes | no | wired
SIG-000338 | AI | Tank level 00339 | G-0038 | AREA-03 | RED-000085 | B | duty | CBL-000170 | 1 | SYN-AI-CHARM | SYN-AI-TB | yes | no | no | unwired
SIG-000339 | AI | Flow rate 00340 | G-0039 | AREA-04 |  |  | standby | CBL-000170 | 2 | SYN-AI-CHARM | SYN-AI-TB | yes | no | no | unwired
SIG-000340 | DO | Solenoid command 00341 | G-0040 | AREA-05 | RED-000086 | A | duty | CBL-000171 | 1 | SYN-DO-CHARM | SYN-DO-TB | no | yes | no | wired
SIG-000341 | DO | Alarm reset output 00342 | G-0041 | AREA-06 |  |  | standby | CBL-000171 | 2 | SYN-DO-CHARM | SYN-DO-TB | no | yes | no | loop_checked
SIG-000342 | AI | Tank level 00343 | G-0042 | AREA-07 | RED-000086 | B | duty | CBL-000172 | 1 | SYN-AI-CHARM | SYN-AI-TB | yes | no | no | loop_checked
SIG-000343 | AI | Flow rate 00344 | G-0043 | AREA-08 |  |  | standby | CBL-000172 | 2 | SYN-AI-CHARM | SYN-AI-TB | yes | no | no | wired
SIG-000344 | AI | Process temperature 00345 | G-0044 | AREA-01 | RED-000087 | A | duty | CBL-000173 | 1 | SYN-AI-CHARM | SYN-AI-TB | yes | no | no | unwired
SIG-000345 | AI | Suction pressure 00346 | G-0045 | AREA-02 |  |  | standby | CBL-000173 | 2 | SYN-AI-CHARM | SYN-AI-TB | yes | no | no | unwired
SIG-000346 | DI | Valve open limit 00347 | G-0046 | AREA-03 | RED-000087 | B | duty | CBL-000174 | 1 | SYN-DI-CHARM | SYN-DI-TB | no | no | no | unwired
SIG-000347 | DI | High level switch 00348 | G-0047 | AREA-04 |  |  | standby | CBL-000174 | 2 | SYN-DI-CHARM | SYN-DI-TB | no | no | no | unwired
SIG-000348 | DI | Motor running feedback 00349 | G-0048 | AREA-05 | RED-000088 | A | duty | CBL-000175 | 1 | SYN-DI-CHARM | SYN-DI-TB | no | no | no | wired
SIG-000349 | DI | Valve open limit 00350 | G-0049 | AREA-06 |  |  | standby | CBL-000175 | 2 | SYN-DI-CHARM | SYN-DI-TB | no | no | no | unwired
SIG-000350 | DI | High level switch 00351 | G-0000 | AREA-07 | RED-000088 | B | duty | CBL-000176 | 1 | SYN-DI-CHARM | SYN-DI-TB | no | no | no | wired
SIG-000351 | DI | Motor running feedback 00352 | G-0001 | AREA-08 |  |  | standby | CBL-000176 | 2 | SYN-DI-CHARM | SYN-DI-TB | no | no | no | unwired
SIG-000352 | DO | Solenoid command 00353 | G-0002 | AREA-01 | RED-000089 | A | duty | CBL-000177 | 1 | SYN-DO-CHARM | SYN-DO-TB | no | yes | no | loop_checked
SIG-000353 | DO | Alarm reset output 00354 | G-0003 | AREA-02 |  |  | standby | CBL-000177 | 2 | SYN-DO-CHARM | SYN-DO-TB | no | yes | no | wired
SIG-000354 | DI | Motor running feedback 00355 | G-0004 | AREA-03 | RED-000089 | B | duty | CBL-000178 | 1 | SYN-DI-CHARM | SYN-DI-TB | no | no | no | unwired
SIG-000355 | DI | Valve open limit 00356 | G-0005 | AREA-04 |  |  | standby | CBL-000178 | 2 | SYN-DI-CHARM | SYN-DI-TB | no | no | no | unwired
SIG-000356 | DI | High level switch 00357 | G-0006 | AREA-05 | RED-000090 | A | duty | CBL-000179 | 1 | SYN-DI-CHARM | SYN-DI-TB | no | no | no | unwired
SIG-000357 | DI | Motor running feedback 00358 | G-0007 | AREA-06 |  |  | standby | CBL-000179 | 2 | SYN-DI-CHARM | SYN-DI-TB | no | no | no | loop_checked
SIG-000358 | AO | Speed reference 00359 | G-0008 | AREA-07 | RED-000090 | B | duty | CBL-000180 | 1 | SYN-AO-CHARM | SYN-AO-TB | yes | yes | yes | unwired
SIG-000359 | AO | Pressure setpoint 00360 | G-0009 | AREA-08 |  |  | standby | CBL-000180 | 2 | SYN-AO-CHARM | SYN-AO-TB | yes | yes | yes | unwired
SIG-000360 | DO | Motor start command 00361 | G-0010 | AREA-01 | RED-000091 | A | duty | CBL-000181 | 1 | SYN-DO-CHARM | SYN-DO-TB | no | yes | no | unwired
SIG-000361 | DO | Solenoid command 00362 | G-0011 | AREA-02 |  |  | standby | CBL-000181 | 2 | SYN-DO-CHARM | SYN-DO-TB | no | yes | no | unwired
SIG-000362 | DI | High level switch 00363 | G-0012 | AREA-03 | RED-000091 | B | duty | CBL-000182 | 1 | SYN-DI-CHARM | SYN-DI-TB | no | no | no | wired
SIG-000363 | DI | Motor running feedback 00364 | G-0013 | AREA-04 |  |  | standby | CBL-000182 | 2 | SYN-DI-CHARM | SYN-DI-TB | no | no | no | fat_tested
SIG-000364 | AI | Process temperature 00365 | G-0014 | AREA-05 | RED-000092 | A | duty | CBL-000183 | 1 | SYN-AI-CHARM | SYN-AI-TB | yes | no | no | unwired
SIG-000365 | AI | Suction pressure 00366 | G-0015 | AREA-06 |  |  | standby | CBL-000183 | 2 | SYN-AI-CHARM | SYN-AI-TB | yes | no | no | wired
SIG-000366 | DI | Motor running feedback 00367 | G-0016 | AREA-07 | RED-000092 | B | duty | CBL-000184 | 1 | SYN-DI-CHARM | SYN-DI-TB | no | no | no | fat_tested
SIG-000367 | DI | Valve open limit 00368 | G-0017 | AREA-08 |  |  | standby | CBL-000184 | 2 | SYN-DI-CHARM | SYN-DI-TB | no | no | no | unwired
SIG-000368 | DI | High level switch 00369 | G-0018 | AREA-01 | RED-000093 | A | duty | CBL-000185 | 1 | SYN-DI-CHARM | SYN-DI-TB | no | no | no | unwired
SIG-000369 | DI | Motor running feedback 00370 | G-0019 | AREA-02 |  |  | standby | CBL-000185 | 2 | SYN-DI-CHARM | SYN-DI-TB | no | no | no | wired
SIG-000370 | DO | Solenoid command 00371 | G-0020 | AREA-03 | RED-000093 | B | duty | CBL-000186 | 1 | SYN-DO-CHARM | SYN-DO-TB | no | yes | no | unwired
SIG-000371 | DO | Alarm reset output 00372 | G-0021 | AREA-04 |  |  | standby | CBL-000186 | 2 | SYN-DO-CHARM | SYN-DO-TB | no | yes | no | unwired
SIG-000372 | AI | Process temperature 00373 | G-0022 | AREA-05 | RED-000094 | A | duty | CBL-000187 | 1 | SYN-AI-CHARM | SYN-AI-TB | yes | no | no | unwired
SIG-000373 | AI | Suction pressure 00374 | G-0023 | AREA-06 |  |  | standby | CBL-000187 | 2 | SYN-AI-CHARM | SYN-AI-TB | yes | no | no | unwired
SIG-000374 | DI | High level switch 00375 | G-0024 | AREA-07 | RED-000094 | B | duty | CBL-000188 | 1 | SYN-DI-CHARM | SYN-DI-TB | no | no | no | unwired
SIG-000375 | DI | Motor running feedback 00376 | G-0025 | AREA-08 |  |  | standby | CBL-000188 | 2 | SYN-DI-CHARM | SYN-DI-TB | no | no | no | unwired
SIG-000376 | AI | Process temperature 00377 | G-0026 | AREA-01 | RED-000095 | A | duty | CBL-000189 | 1 | SYN-AI-CHARM | SYN-AI-TB | yes | no | no | unwired
SIG-000377 | AI | Suction pressure 00378 | G-0027 | AREA-02 |  |  | standby | CBL-000189 | 2 | SYN-AI-CHARM | SYN-AI-TB | yes | no | no | unwired
SIG-000378 | AO | Control valve demand 00379 | G-0028 | AREA-03 | RED-000095 | B | duty | CBL-000190 | 1 | SYN-AO-CHARM | SYN-AO-TB | yes | yes | yes | unwired
SIG-000379 | AO | Speed reference 00380 | G-0029 | AREA-04 |  |  | standby | CBL-000190 | 2 | SYN-AO-CHARM | SYN-AO-TB | yes | yes | yes | unwired
SIG-000380 | AI | Process temperature 00381 | G-0030 | AREA-05 | RED-000096 | A | duty | CBL-000191 | 1 | SYN-AI-CHARM | SYN-AI-TB | yes | no | no | unwired
SIG-000381 | AI | Suction pressure 00382 | G-0031 | AREA-06 |  |  | standby | CBL-000191 | 2 | SYN-AI-CHARM | SYN-AI-TB | yes | no | no | unwired
SIG-000382 | AO | Speed reference 00383 | G-0032 | AREA-07 | RED-000096 | B | duty | CBL-000192 | 1 | SYN-AO-CHARM | SYN-AO-TB | yes | yes | yes | wired
SIG-000383 | AO | Pressure setpoint 00384 | G-0033 | AREA-08 |  |  | standby | CBL-000192 | 2 | SYN-AO-CHARM | SYN-AO-TB | yes | yes | yes | wired
SIG-000384 | DO | Motor start command 00385 | G-0034 | AREA-01 | RED-000097 | A | duty | CBL-000193 | 1 | SYN-DO-CHARM | SYN-DO-TB | no | yes | no | loop_checked
SIG-000385 | DO | Solenoid command 00386 | G-0035 | AREA-02 |  |  | standby | CBL-000193 | 2 | SYN-DO-CHARM | SYN-DO-TB | no | yes | no | unwired
SIG-000386 | DI | High level switch 00387 | G-0036 | AREA-03 | RED-000097 | B | duty | CBL-000194 | 1 | SYN-DI-CHARM | SYN-DI-TB | no | no | no | unwired
SIG-000387 | DI | Motor running feedback 00388 | G-0037 | AREA-04 |  |  | standby | CBL-000194 | 2 | SYN-DI-CHARM | SYN-DI-TB | no | no | no | loop_checked
SIG-000388 | AI | Process temperature 00389 | G-0038 | AREA-05 | RED-000098 | A | duty | CBL-000195 | 1 | SYN-AI-CHARM | SYN-AI-TB | yes | no | no | unwired
SIG-000389 | AI | Suction pressure 00390 | G-0039 | AREA-06 |  |  | standby | CBL-000195 | 2 | SYN-AI-CHARM | SYN-AI-TB | yes | no | no | wired
SIG-000390 | AI | Tank level 00391 | G-0040 | AREA-07 | RED-000098 | B | duty | CBL-000196 | 1 | SYN-AI-CHARM | SYN-AI-TB | yes | no | no | unwired
SIG-000391 | AI | Flow rate 00392 | G-0041 | AREA-08 |  |  | standby | CBL-000196 | 2 | SYN-AI-CHARM | SYN-AI-TB | yes | no | no | unwired
SIG-000392 | AI | Process temperature 00393 | G-0042 | AREA-01 | RED-000099 | A | duty | CBL-000197 | 1 | SYN-AI-CHARM | SYN-AI-TB | yes | no | no | unwired
SIG-000393 | AI | Suction pressure 00394 | G-0043 | AREA-02 |  |  | standby | CBL-000197 | 2 | SYN-AI-CHARM | SYN-AI-TB | yes | no | no | wired
SIG-000394 | DI | Valve open limit 00395 | G-0044 | AREA-03 | RED-000099 | B | duty | CBL-000198 | 1 | SYN-DI-CHARM | SYN-DI-TB | no | no | no | unwired
SIG-000395 | DI | High level switch 00396 | G-0045 | AREA-04 |  |  | standby | CBL-000198 | 2 | SYN-DI-CHARM | SYN-DI-TB | no | no | no | wired
SIG-000396 | DI | Motor running feedback 00397 | G-0046 | AREA-05 | RED-000100 | A | duty | CBL-000199 | 1 | SYN-DI-CHARM | SYN-DI-TB | no | no | no | unwired
SIG-000397 | DI | Valve open limit 00398 | G-0047 | AREA-06 |  |  | standby | CBL-000199 | 2 | SYN-DI-CHARM | SYN-DI-TB | no | no | no | wired
SIG-000398 | AO | Pressure setpoint 00399 | G-0048 | AREA-07 | RED-000100 | B | duty | CBL-000200 | 1 | SYN-AO-CHARM | SYN-AO-TB | yes | yes | yes | loop_checked
SIG-000399 | AO | Control valve demand 00400 | G-0049 | AREA-08 |  |  | standby | CBL-000200 | 2 | SYN-AO-CHARM | SYN-AO-TB | yes | yes | yes | unwired
SIG-000400 | DI | Valve open limit 00401 | G-0000 | AREA-01 | RED-000101 | A | duty | CBL-000201 | 1 | SYN-DI-CHARM | SYN-DI-TB | no | no | no | unwired
SIG-000401 | DI | High level switch 00402 | G-0001 | AREA-02 |  |  | standby | CBL-000201 | 2 | SYN-DI-CHARM | SYN-DI-TB | no | no | no | wired
SIG-000402 | AI | Tank level 00403 | G-0002 | AREA-03 | RED-000101 | B | duty | CBL-000202 | 1 | SYN-AI-CHARM | SYN-AI-TB | yes | no | no | fat_tested
SIG-000403 | AI | Flow rate 00404 | G-0003 | AREA-04 |  |  | standby | CBL-000202 | 2 | SYN-AI-CHARM | SYN-AI-TB | yes | no | no | unwired
SIG-000404 | DI | High level switch 00405 | G-0004 | AREA-05 | RED-000102 | A | duty | CBL-000203 | 1 | SYN-DI-CHARM | SYN-DI-TB | no | no | no | wired
SIG-000405 | DI | Motor running feedback 00406 | G-0005 | AREA-06 |  |  | standby | CBL-000203 | 2 | SYN-DI-CHARM | SYN-DI-TB | no | no | no | unwired
SIG-000406 | AI | Tank level 00407 | G-0006 | AREA-07 | RED-000102 | B | duty | CBL-000204 | 1 | SYN-AI-CHARM | SYN-AI-TB | yes | no | no | unwired
SIG-000407 | AI | Flow rate 00408 | G-0007 | AREA-08 |  |  | standby | CBL-000204 | 2 | SYN-AI-CHARM | SYN-AI-TB | yes | no | no | unwired
SIG-000408 | AI | Process temperature 00409 | G-0008 | AREA-01 | RED-000103 | A | duty | CBL-000205 | 1 | SYN-AI-CHARM | SYN-AI-TB | yes | no | no | unwired
SIG-000409 | AI | Suction pressure 00410 | G-0009 | AREA-02 |  |  | standby | CBL-000205 | 2 | SYN-AI-CHARM | SYN-AI-TB | yes | no | no | unwired
SIG-000410 | DO | Alarm reset output 00411 | G-0010 | AREA-03 | RED-000103 | B | duty | CBL-000206 | 1 | SYN-DO-CHARM | SYN-DO-TB | no | yes | no | wired
SIG-000411 | DO | Motor start command 00412 | G-0011 | AREA-04 |  |  | standby | CBL-000206 | 2 | SYN-DO-CHARM | SYN-DO-TB | no | yes | no | unwired
SIG-000412 | DI | Valve open limit 00413 | G-0012 | AREA-05 | RED-000104 | A | duty | CBL-000207 | 1 | SYN-DI-CHARM | SYN-DI-TB | no | no | no | loop_checked
SIG-000413 | DI | High level switch 00414 | G-0013 | AREA-06 |  |  | standby | CBL-000207 | 2 | SYN-DI-CHARM | SYN-DI-TB | no | no | no | unwired
SIG-000414 | AO | Control valve demand 00415 | G-0014 | AREA-07 | RED-000104 | B | duty | CBL-000208 | 1 | SYN-AO-CHARM | SYN-AO-TB | yes | yes | yes | unwired
SIG-000415 | AO | Speed reference 00416 | G-0015 | AREA-08 |  |  | standby | CBL-000208 | 2 | SYN-AO-CHARM | SYN-AO-TB | yes | yes | yes | unwired
SIG-000416 | DO | Alarm reset output 00417 | G-0016 | AREA-01 | RED-000105 | A | duty | CBL-000209 | 1 | SYN-DO-CHARM | SYN-DO-TB | no | yes | no | unwired
SIG-000417 | DO | Motor start command 00418 | G-0017 | AREA-02 |  |  | standby | CBL-000209 | 2 | SYN-DO-CHARM | SYN-DO-TB | no | yes | no | unwired
SIG-000418 | DI | Valve open limit 00419 | G-0018 | AREA-03 | RED-000105 | B | duty | CBL-000210 | 1 | SYN-DI-CHARM | SYN-DI-TB | no | no | no | loop_checked
SIG-000419 | DI | High level switch 00420 | G-0019 | AREA-04 |  |  | standby | CBL-000210 | 2 | SYN-DI-CHARM | SYN-DI-TB | no | no | no | loop_checked
SIG-000420 | AI | Process temperature 00421 | G-0020 | AREA-05 | RED-000106 | A | duty | CBL-000211 | 1 | SYN-AI-CHARM | SYN-AI-TB | yes | no | no | wired
SIG-000421 | AI | Suction pressure 00422 | G-0021 | AREA-06 |  |  | standby | CBL-000211 | 2 | SYN-AI-CHARM | SYN-AI-TB | yes | no | no | unwired
SIG-000422 | AO | Pressure setpoint 00423 | G-0022 | AREA-07 | RED-000106 | B | duty | CBL-000212 | 1 | SYN-AO-CHARM | SYN-AO-TB | yes | yes | yes | loop_checked
SIG-000423 | AO | Control valve demand 00424 | G-0023 | AREA-08 |  |  | standby | CBL-000212 | 2 | SYN-AO-CHARM | SYN-AO-TB | yes | yes | yes | wired
SIG-000424 | AI | Process temperature 00425 | G-0024 | AREA-01 | RED-000107 | A | duty | CBL-000213 | 1 | SYN-AI-CHARM | SYN-AI-TB | yes | no | no | wired
SIG-000425 | AI | Suction pressure 00426 | G-0025 | AREA-02 |  |  | standby | CBL-000213 | 2 | SYN-AI-CHARM | SYN-AI-TB | yes | no | no | unwired
SIG-000426 | AI | Tank level 00427 | G-0026 | AREA-03 | RED-000107 | B | duty | CBL-000214 | 1 | SYN-AI-CHARM | SYN-AI-TB | yes | no | no | fat_tested
SIG-000427 | AI | Flow rate 00428 | G-0027 | AREA-04 |  |  | standby | CBL-000214 | 2 | SYN-AI-CHARM | SYN-AI-TB | yes | no | no | wired
SIG-000428 | DI | High level switch 00429 | G-0028 | AREA-05 | RED-000108 | A | duty | CBL-000215 | 1 | SYN-DI-CHARM | SYN-DI-TB | no | no | no | wired
SIG-000429 | DI | Motor running feedback 00430 | G-0029 | AREA-06 |  |  | standby | CBL-000215 | 2 | SYN-DI-CHARM | SYN-DI-TB | no | no | no | wired
SIG-000430 | DI | Valve open limit 00431 | G-0030 | AREA-07 | RED-000108 | B | duty | CBL-000216 | 1 | SYN-DI-CHARM | SYN-DI-TB | no | no | no | loop_checked
SIG-000431 | DI | High level switch 00432 | G-0031 | AREA-08 |  |  | standby | CBL-000216 | 2 | SYN-DI-CHARM | SYN-DI-TB | no | no | no | loop_checked
SIG-000432 | AI | Process temperature 00433 | G-0032 | AREA-01 | RED-000109 | A | duty | CBL-000217 | 1 | SYN-AI-CHARM | SYN-AI-TB | yes | no | no | wired
SIG-000433 | AI | Suction pressure 00434 | G-0033 | AREA-02 |  |  | standby | CBL-000217 | 2 | SYN-AI-CHARM | SYN-AI-TB | yes | no | no | unwired
SIG-000434 | DO | Alarm reset output 00435 | G-0034 | AREA-03 | RED-000109 | B | duty | CBL-000218 | 1 | SYN-DO-CHARM | SYN-DO-TB | no | yes | no | wired
SIG-000435 | DO | Motor start command 00436 | G-0035 | AREA-04 |  |  | standby | CBL-000218 | 2 | SYN-DO-CHARM | SYN-DO-TB | no | yes | no | unwired
SIG-000436 | DI | Valve open limit 00437 | G-0036 | AREA-05 | RED-000110 | A | duty | CBL-000219 | 1 | SYN-DI-CHARM | SYN-DI-TB | no | no | no | wired
SIG-000437 | DI | High level switch 00438 | G-0037 | AREA-06 |  |  | standby | CBL-000219 | 2 | SYN-DI-CHARM | SYN-DI-TB | no | no | no | unwired
SIG-000438 | DO | Motor start command 00439 (Rev B updated) | G-0038 | AREA-07 | RED-000110 | B | duty | CBL-000220 | 1 | SYN-DO-CHARM | SYN-DO-TB | no | yes | no | loop_checked
SIG-000439 | DO | Solenoid command 00440 | G-0039 | AREA-08 |  |  | standby | CBL-000220 | 2 | SYN-DO-CHARM | SYN-DO-TB | no | yes | no | unwired
SIG-000440 | AI | Process temperature 00441 | G-0040 | AREA-01 | RED-000111 | A | duty | CBL-000221 | 1 | SYN-AI-CHARM | SYN-AI-TB | yes | no | no | unwired
SIG-000441 | AI | Suction pressure 00442 | G-0041 | AREA-02 |  |  | standby | CBL-000221 | 2 | SYN-AI-CHARM | SYN-AI-TB | yes | no | no | unwired
SIG-000442 | AO | Speed reference 00443 | G-0042 | AREA-03 | RED-000111 | B | duty | CBL-000222 | 1 | SYN-AO-CHARM | SYN-AO-TB | yes | yes | yes | wired
SIG-000443 | AO | Pressure setpoint 00444 | G-0043 | AREA-04 |  |  | standby | CBL-000222 | 2 | SYN-AO-CHARM | SYN-AO-TB | yes | yes | yes | unwired
SIG-000444 | DI | Motor running feedback 00445 | G-0044 | AREA-05 | RED-000112 | A | duty | CBL-000223 | 1 | SYN-DI-CHARM | SYN-DI-TB | no | no | no | unwired
SIG-000445 | DI | Valve open limit 00446 | G-0045 | AREA-06 |  |  | standby | CBL-000223 | 2 | SYN-DI-CHARM | SYN-DI-TB | no | no | no | fat_tested
SIG-000446 | AI | Tank level 00447 | G-0046 | AREA-07 | RED-000112 | B | duty | CBL-000224 | 1 | SYN-AI-CHARM | SYN-AI-TB | yes | no | no | unwired
SIG-000447 | AI | Flow rate 00448 | G-0047 | AREA-08 |  |  | standby | CBL-000224 | 2 | SYN-AI-CHARM | SYN-AI-TB | yes | no | no | unwired
SIG-000448 | AI | Process temperature 00449 | G-0048 | AREA-01 | RED-000113 | A | duty | CBL-000225 | 1 | SYN-AI-CHARM | SYN-AI-TB | yes | no | no | unwired
SIG-000449 | AI | Suction pressure 00450 | G-0049 | AREA-02 |  |  | standby | CBL-000225 | 2 | SYN-AI-CHARM | SYN-AI-TB | yes | no | no | unwired
SIG-000450 | DI | Motor running feedback 00451 | G-0000 | AREA-03 | RED-000113 | B | duty | CBL-000226 | 1 | SYN-DI-CHARM | SYN-DI-TB | no | no | no | unwired
SIG-000451 | DI | Valve open limit 00452 | G-0001 | AREA-04 |  |  | standby | CBL-000226 | 2 | SYN-DI-CHARM | SYN-DI-TB | no | no | no | unwired
SIG-000452 | DO | Alarm reset output 00453 | G-0002 | AREA-05 | RED-000114 | A | duty | CBL-000227 | 1 | SYN-DO-CHARM | SYN-DO-TB | no | yes | no | unwired
SIG-000453 | DO | Motor start command 00454 | G-0003 | AREA-06 |  |  | standby | CBL-000227 | 2 | SYN-DO-CHARM | SYN-DO-TB | no | yes | no | unwired
SIG-000454 | AI | Tank level 00455 | G-0004 | AREA-07 | RED-000114 | B | duty | CBL-000228 | 1 | SYN-AI-CHARM | SYN-AI-TB | yes | no | no | unwired
SIG-000455 | AI | Flow rate 00456 | G-0005 | AREA-08 |  |  | standby | CBL-000228 | 2 | SYN-AI-CHARM | SYN-AI-TB | yes | no | no | wired
SIG-000456 | DO | Motor start command 00457 | G-0006 | AREA-01 | RED-000115 | A | duty | CBL-000229 | 1 | SYN-DO-CHARM | SYN-DO-TB | no | yes | no | unwired
SIG-000457 | DO | Solenoid command 00458 | G-0007 | AREA-02 |  |  | standby | CBL-000229 | 2 | SYN-DO-CHARM | SYN-DO-TB | no | yes | no | wired
SIG-000458 | DI | High level switch 00459 | G-0008 | AREA-03 | RED-000115 | B | duty | CBL-000230 | 1 | SYN-DI-CHARM | SYN-DI-TB | no | no | no | unwired
SIG-000459 | DI | Motor running feedback 00460 | G-0009 | AREA-04 |  |  | standby | CBL-000230 | 2 | SYN-DI-CHARM | SYN-DI-TB | no | no | no | unwired
SIG-000460 | DI | Valve open limit 00461 | G-0010 | AREA-05 | RED-000116 | A | duty | CBL-000231 | 1 | SYN-DI-CHARM | SYN-DI-TB | no | no | no | unwired
SIG-000461 | DI | High level switch 00462 | G-0011 | AREA-06 |  |  | standby | CBL-000231 | 2 | SYN-DI-CHARM | SYN-DI-TB | no | no | no | wired
SIG-000462 | AI | Tank level 00463 | G-0012 | AREA-07 | RED-000116 | B | duty | CBL-000232 | 1 | SYN-AI-CHARM | SYN-AI-TB | yes | no | no | wired
SIG-000463 | AI | Flow rate 00464 | G-0013 | AREA-08 |  |  | standby | CBL-000232 | 2 | SYN-AI-CHARM | SYN-AI-TB | yes | no | no | unwired
SIG-000464 | DI | High level switch 00465 | G-0014 | AREA-01 | RED-000117 | A | duty | CBL-000233 | 1 | SYN-DI-CHARM | SYN-DI-TB | no | no | no | wired
SIG-000465 | DI | Motor running feedback 00466 | G-0015 | AREA-02 |  |  | standby | CBL-000233 | 2 | SYN-DI-CHARM | SYN-DI-TB | no | no | no | fat_tested
SIG-000466 | AO | Speed reference 00467 | G-0016 | AREA-03 | RED-000117 | B | duty | CBL-000234 | 1 | SYN-AO-CHARM | SYN-AO-TB | yes | yes | yes | unwired
SIG-000467 | AO | Pressure setpoint 00468 | G-0017 | AREA-04 |  |  | standby | CBL-000234 | 2 | SYN-AO-CHARM | SYN-AO-TB | yes | yes | yes | unwired
SIG-000468 | DI | Motor running feedback 00469 | G-0018 | AREA-05 | RED-000118 | A | duty | CBL-000235 | 1 | SYN-DI-CHARM | SYN-DI-TB | no | no | no | unwired
SIG-000469 | DI | Valve open limit 00470 | G-0019 | AREA-06 |  |  | standby | CBL-000235 | 2 | SYN-DI-CHARM | SYN-DI-TB | no | no | no | unwired
SIG-000470 | AI | Tank level 00471 | G-0020 | AREA-07 | RED-000118 | B | duty | CBL-000236 | 1 | SYN-AI-CHARM | SYN-AI-TB | yes | no | no | unwired
SIG-000471 | AI | Flow rate 00472 | G-0021 | AREA-08 |  |  | standby | CBL-000236 | 2 | SYN-AI-CHARM | SYN-AI-TB | yes | no | no | unwired
SIG-000472 | DI | Valve open limit 00473 | G-0022 | AREA-01 | RED-000119 | A | duty | CBL-000237 | 1 | SYN-DI-CHARM | SYN-DI-TB | no | no | no | unwired
SIG-000473 | DI | High level switch 00474 | G-0023 | AREA-02 |  |  | standby | CBL-000237 | 2 | SYN-DI-CHARM | SYN-DI-TB | no | no | no | wired
SIG-000474 | AI | Tank level 00475 | G-0024 | AREA-03 | RED-000119 | B | duty | CBL-000238 | 1 | SYN-AI-CHARM | SYN-AI-TB | yes | no | no | loop_checked
SIG-000475 | AI | Flow rate 00476 | G-0025 | AREA-04 |  |  | standby | CBL-000238 | 2 | SYN-AI-CHARM | SYN-AI-TB | yes | no | no | unwired
SIG-000476 | AI | Process temperature 00477 | G-0026 | AREA-05 | RED-000120 | A | duty | CBL-000239 | 1 | SYN-AI-CHARM | SYN-AI-TB | yes | no | no | wired
SIG-000477 | AI | Suction pressure 00478 | G-0027 | AREA-06 |  |  | standby | CBL-000239 | 2 | SYN-AI-CHARM | SYN-AI-TB | yes | no | no | unwired
SIG-000478 | DO | Solenoid command 00479 | G-0028 | AREA-07 | RED-000120 | B | duty | CBL-000240 | 1 | SYN-DO-CHARM | SYN-DO-TB | no | yes | no | loop_checked
SIG-000479 | DO | Alarm reset output 00480 | G-0029 | AREA-08 |  |  | standby | CBL-000240 | 2 | SYN-DO-CHARM | SYN-DO-TB | no | yes | no | unwired
SIG-000480 | AI | Process temperature 00481 | G-0030 | AREA-01 | RED-000121 | A | duty | CBL-000241 | 1 | SYN-AI-CHARM | SYN-AI-TB | yes | no | no | unwired
SIG-000481 | AI | Suction pressure 00482 | G-0031 | AREA-02 |  |  | standby | CBL-000241 | 2 | SYN-AI-CHARM | SYN-AI-TB | yes | no | no | unwired
SIG-000482 | DO | Alarm reset output 00483 | G-0032 | AREA-03 | RED-000121 | B | duty | CBL-000242 | 1 | SYN-DO-CHARM | SYN-DO-TB | no | yes | no | unwired
SIG-000483 | DO | Motor start command 00484 | G-0033 | AREA-04 |  |  | standby | CBL-000242 | 2 | SYN-DO-CHARM | SYN-DO-TB | no | yes | no | unwired
SIG-000484 | AI | Process temperature 00485 | G-0034 | AREA-05 | RED-000122 | A | duty | CBL-000243 | 1 | SYN-AI-CHARM | SYN-AI-TB | yes | no | no | wired
SIG-000485 | AI | Suction pressure 00486 | G-0035 | AREA-06 |  |  | standby | CBL-000243 | 2 | SYN-AI-CHARM | SYN-AI-TB | yes | no | no | unwired
SIG-000486 | AI | Tank level 00487 | G-0036 | AREA-07 | RED-000122 | B | duty | CBL-000244 | 1 | SYN-AI-CHARM | SYN-AI-TB | yes | no | no | unwired
SIG-000487 | AI | Flow rate 00488 | G-0037 | AREA-08 |  |  | standby | CBL-000244 | 2 | SYN-AI-CHARM | SYN-AI-TB | yes | no | no | wired
SIG-000488 | DO | Alarm reset output 00489 | G-0038 | AREA-01 | RED-000123 | A | duty | CBL-000245 | 1 | SYN-DO-CHARM | SYN-DO-TB | no | yes | no | wired
SIG-000489 | DO | Motor start command 00490 | G-0039 | AREA-02 |  |  | standby | CBL-000245 | 2 | SYN-DO-CHARM | SYN-DO-TB | no | yes | no | wired
SIG-000490 | DI | Valve open limit 00491 | G-0040 | AREA-03 | RED-000123 | B | duty | CBL-000246 | 1 | SYN-DI-CHARM | SYN-DI-TB | no | no | no | unwired
SIG-000491 | DI | High level switch 00492 | G-0041 | AREA-04 |  |  | standby | CBL-000246 | 2 | SYN-DI-CHARM | SYN-DI-TB | no | no | no | unwired
SIG-000492 | DO | Motor start command 00493 | G-0042 | AREA-05 | RED-000124 | A | duty | CBL-000247 | 1 | SYN-DO-CHARM | SYN-DO-TB | no | yes | no | unwired
SIG-000493 | DO | Solenoid command 00494 | G-0043 | AREA-06 |  |  | standby | CBL-000247 | 2 | SYN-DO-CHARM | SYN-DO-TB | no | yes | no | unwired
SIG-000494 | DO | Alarm reset output 00495 | G-0044 | AREA-07 | RED-000124 | B | duty | CBL-000248 | 1 | SYN-DO-CHARM | SYN-DO-TB | no | yes | no | wired
SIG-000495 | DO | Motor start command 00496 | G-0045 | AREA-08 |  |  | standby | CBL-000248 | 2 | SYN-DO-CHARM | SYN-DO-TB | no | yes | no | wired
SIG-000496 | DO | Solenoid command 00497 | G-0046 | AREA-01 | RED-000125 | A | duty | CBL-000249 | 1 | SYN-DO-CHARM | SYN-DO-TB | no | yes | no | wired
SIG-000497 | DO | Alarm reset output 00498 | G-0047 | AREA-02 |  |  | standby | CBL-000249 | 2 | SYN-DO-CHARM | SYN-DO-TB | no | yes | no | wired
SIG-000498 | DO | Motor start command 00499 | G-0048 | AREA-03 | RED-000125 | B | duty | CBL-000250 | 1 | SYN-DO-CHARM | SYN-DO-TB | no | yes | no | unwired
SIG-000499 | DO | Solenoid command 00500 | G-0049 | AREA-04 |  |  | standby | CBL-000250 | 2 | SYN-DO-CHARM | SYN-DO-TB | no | yes | no | unwired
SIG-000500 | DI | High level switch 00501 | G-0000 | AREA-05 | RED-000126 | A | duty | CBL-000251 | 1 | SYN-DI-CHARM | SYN-DI-TB | no | no | no | wired
SIG-000501 | DI | Motor running feedback 00502 | G-0001 | AREA-06 |  |  | standby | CBL-000251 | 2 | SYN-DI-CHARM | SYN-DI-TB | no | no | no | loop_checked
SIG-000502 | DI | Valve open limit 00503 | G-0002 | AREA-07 | RED-000126 | B | duty | CBL-000252 | 1 | SYN-DI-CHARM | SYN-DI-TB | no | no | no | unwired
SIG-000503 | DI | High level switch 00504 | G-0003 | AREA-08 |  |  | standby | CBL-000252 | 2 | SYN-DI-CHARM | SYN-DI-TB | no | no | no | unwired
SIG-000504 | AO | Control valve demand 00505 | G-0004 | AREA-01 | RED-000127 | A | duty | CBL-000253 | 1 | SYN-AO-CHARM | SYN-AO-TB | yes | yes | yes | wired
SIG-000505 | AO | Speed reference 00506 | G-0005 | AREA-02 |  |  | standby | CBL-000253 | 2 | SYN-AO-CHARM | SYN-AO-TB | yes | yes | yes | unwired
SIG-000506 | DI | High level switch 00507 | G-0006 | AREA-03 | RED-000127 | B | duty | CBL-000254 | 1 | SYN-DI-CHARM | SYN-DI-TB | no | no | no | unwired
SIG-000507 | DI | Motor running feedback 00508 | G-0007 | AREA-04 |  |  | standby | CBL-000254 | 2 | SYN-DI-CHARM | SYN-DI-TB | no | no | no | fat_tested
SIG-000508 | AO | Speed reference 00509 | G-0008 | AREA-05 | RED-000128 | A | duty | CBL-000255 | 1 | SYN-AO-CHARM | SYN-AO-TB | yes | yes | yes | unwired
SIG-000509 | AO | Pressure setpoint 00510 | G-0009 | AREA-06 |  |  | standby | CBL-000255 | 2 | SYN-AO-CHARM | SYN-AO-TB | yes | yes | yes | loop_checked
SIG-000510 | DO | Motor start command 00511 | G-0010 | AREA-07 | RED-000128 | B | duty | CBL-000256 | 1 | SYN-DO-CHARM | SYN-DO-TB | no | yes | no | unwired
SIG-000511 | DO | Solenoid command 00512 | G-0011 | AREA-08 |  |  | standby | CBL-000256 | 2 | SYN-DO-CHARM | SYN-DO-TB | no | yes | no | unwired
SIG-000512 | AI | Process temperature 00513 | G-0012 | AREA-01 | RED-000129 | A | duty | CBL-000257 | 1 | SYN-AI-CHARM | SYN-AI-TB | yes | no | no | unwired
SIG-000513 | AI | Suction pressure 00514 | G-0013 | AREA-02 |  |  | standby | CBL-000257 | 2 | SYN-AI-CHARM | SYN-AI-TB | yes | no | no | unwired
SIG-000514 | AO | Speed reference 00515 | G-0014 | AREA-03 | RED-000129 | B | duty | CBL-000258 | 1 | SYN-AO-CHARM | SYN-AO-TB | yes | yes | yes | unwired
SIG-000515 | AO | Pressure setpoint 00516 | G-0015 | AREA-04 |  |  | standby | CBL-000258 | 2 | SYN-AO-CHARM | SYN-AO-TB | yes | yes | yes | wired
SIG-000516 | DO | Motor start command 00517 | G-0016 | AREA-05 | RED-000130 | A | duty | CBL-000259 | 1 | SYN-DO-CHARM | SYN-DO-TB | no | yes | no | loop_checked
SIG-000517 | DO | Solenoid command 00518 | G-0017 | AREA-06 |  |  | standby | CBL-000259 | 2 | SYN-DO-CHARM | SYN-DO-TB | no | yes | no | fat_tested
SIG-000518 | DO | Alarm reset output 00519 | G-0018 | AREA-07 | RED-000130 | B | duty | CBL-000260 | 1 | SYN-DO-CHARM | SYN-DO-TB | no | yes | no | unwired
SIG-000519 | DO | Motor start command 00520 | G-0019 | AREA-08 |  |  | standby | CBL-000260 | 2 | SYN-DO-CHARM | SYN-DO-TB | no | yes | no | wired
SIG-000520 | AI | Process temperature 00521 | G-0020 | AREA-01 | RED-000131 | A | duty | CBL-000261 | 1 | SYN-AI-CHARM | SYN-AI-TB | yes | no | no | wired
SIG-000521 | AI | Suction pressure 00522 | G-0021 | AREA-02 |  |  | standby | CBL-000261 | 2 | SYN-AI-CHARM | SYN-AI-TB | yes | no | no | wired
SIG-000522 | DI | Motor running feedback 00523 | G-0022 | AREA-03 | RED-000131 | B | duty | CBL-000262 | 1 | SYN-DI-CHARM | SYN-DI-TB | no | no | no | wired
SIG-000523 | DI | Valve open limit 00524 | G-0023 | AREA-04 |  |  | standby | CBL-000262 | 2 | SYN-DI-CHARM | SYN-DI-TB | no | no | no | unwired
SIG-000524 | DO | Alarm reset output 00525 | G-0024 | AREA-05 | RED-000132 | A | duty | CBL-000263 | 1 | SYN-DO-CHARM | SYN-DO-TB | no | yes | no | unwired
SIG-000525 | DO | Motor start command 00526 | G-0025 | AREA-06 |  |  | standby | CBL-000263 | 2 | SYN-DO-CHARM | SYN-DO-TB | no | yes | no | loop_checked
SIG-000526 | AI | Tank level 00527 | G-0026 | AREA-07 | RED-000132 | B | duty | CBL-000264 | 1 | SYN-AI-CHARM | SYN-AI-TB | yes | no | no | unwired
SIG-000527 | AI | Flow rate 00528 | G-0027 | AREA-08 |  |  | standby | CBL-000264 | 2 | SYN-AI-CHARM | SYN-AI-TB | yes | no | no | unwired
SIG-000528 | AI | Process temperature 00529 | G-0028 | AREA-01 | RED-000133 | A | duty | CBL-000265 | 1 | SYN-AI-CHARM | SYN-AI-TB | yes | no | no | unwired
SIG-000529 | AI | Suction pressure 00530 | G-0029 | AREA-02 |  |  | standby | CBL-000265 | 2 | SYN-AI-CHARM | SYN-AI-TB | yes | no | no | wired
SIG-000530 | DI | High level switch 00531 | G-0030 | AREA-03 | RED-000133 | B | duty | CBL-000266 | 1 | SYN-DI-CHARM | SYN-DI-TB | no | no | no | unwired
SIG-000531 | DI | Motor running feedback 00532 | G-0031 | AREA-04 |  |  | standby | CBL-000266 | 2 | SYN-DI-CHARM | SYN-DI-TB | no | no | no | loop_checked
SIG-000532 | DI | Valve open limit 00533 | G-0032 | AREA-05 | RED-000134 | A | duty | CBL-000267 | 1 | SYN-DI-CHARM | SYN-DI-TB | no | no | no | unwired
SIG-000533 | DI | High level switch 00534 | G-0033 | AREA-06 |  |  | standby | CBL-000267 | 2 | SYN-DI-CHARM | SYN-DI-TB | no | no | no | unwired
SIG-000534 | DO | Motor start command 00535 | G-0034 | AREA-07 | RED-000134 | B | duty | CBL-000268 | 1 | SYN-DO-CHARM | SYN-DO-TB | no | yes | no | unwired
SIG-000535 | DO | Solenoid command 00536 | G-0035 | AREA-08 |  |  | standby | CBL-000268 | 2 | SYN-DO-CHARM | SYN-DO-TB | no | yes | no | unwired
SIG-000536 | AI | Process temperature 00537 | G-0036 | AREA-01 | RED-000135 | A | duty | CBL-000269 | 1 | SYN-AI-CHARM | SYN-AI-TB | yes | no | no | wired
SIG-000537 | AI | Suction pressure 00538 | G-0037 | AREA-02 |  |  | standby | CBL-000269 | 2 | SYN-AI-CHARM | SYN-AI-TB | yes | no | no | loop_checked
SIG-000538 | AO | Speed reference 00539 | G-0038 | AREA-03 | RED-000135 | B | duty | CBL-000270 | 1 | SYN-AO-CHARM | SYN-AO-TB | yes | yes | yes | wired
SIG-000539 | AO | Pressure setpoint 00540 | G-0039 | AREA-04 |  |  | standby | CBL-000270 | 2 | SYN-AO-CHARM | SYN-AO-TB | yes | yes | yes | unwired
SIG-000540 | DO | Motor start command 00541 | G-0040 | AREA-05 | RED-000136 | A | duty | CBL-000271 | 1 | SYN-DO-CHARM | SYN-DO-TB | no | yes | no | fat_tested
SIG-000541 | DO | Solenoid command 00542 | G-0041 | AREA-06 |  |  | standby | CBL-000271 | 2 | SYN-DO-CHARM | SYN-DO-TB | no | yes | no | loop_checked
SIG-000542 | DI | High level switch 00543 | G-0042 | AREA-07 | RED-000136 | B | duty | CBL-000272 | 1 | SYN-DI-CHARM | SYN-DI-TB | no | no | no | loop_checked
SIG-000543 | DI | Motor running feedback 00544 | G-0043 | AREA-08 |  |  | standby | CBL-000272 | 2 | SYN-DI-CHARM | SYN-DI-TB | no | no | no | unwired
SIG-000544 | AI | Process temperature 00545 | G-0044 | AREA-01 | RED-000137 | A | duty | CBL-000273 | 1 | SYN-AI-CHARM | SYN-AI-TB | yes | no | no | fat_tested
SIG-000545 | AI | Suction pressure 00546 | G-0045 | AREA-02 |  |  | standby | CBL-000273 | 2 | SYN-AI-CHARM | SYN-AI-TB | yes | no | no | unwired
SIG-000546 | DI | Motor running feedback 00547 | G-0046 | AREA-03 | RED-000137 | B | duty | CBL-000274 | 1 | SYN-DI-CHARM | SYN-DI-TB | no | no | no | unwired
SIG-000547 | DI | Valve open limit 00548 | G-0047 | AREA-04 |  |  | standby | CBL-000274 | 2 | SYN-DI-CHARM | SYN-DI-TB | no | no | no | wired
SIG-000548 | AI | Process temperature 00549 | G-0048 | AREA-05 | RED-000138 | A | duty | CBL-000275 | 1 | SYN-AI-CHARM | SYN-AI-TB | yes | no | no | unwired
SIG-000549 | AI | Suction pressure 00550 | G-0049 | AREA-06 |  |  | standby | CBL-000275 | 2 | SYN-AI-CHARM | SYN-AI-TB | yes | no | no | wired
SIG-000550 | AI | Tank level 00551 | G-0000 | AREA-07 | RED-000138 | B | duty | CBL-000276 | 1 | SYN-AI-CHARM | SYN-AI-TB | yes | no | no | unwired
SIG-000551 | AI | Flow rate 00552 | G-0001 | AREA-08 |  |  | standby | CBL-000276 | 2 | SYN-AI-CHARM | SYN-AI-TB | yes | no | no | unwired
SIG-000552 | DI | Motor running feedback 00553 | G-0002 | AREA-01 | RED-000139 | A | duty | CBL-000277 | 1 | SYN-DI-CHARM | SYN-DI-TB | no | no | no | wired
SIG-000553 | DI | Valve open limit 00554 | G-0003 | AREA-02 |  |  | standby | CBL-000277 | 2 | SYN-DI-CHARM | SYN-DI-TB | no | no | no | unwired
SIG-000554 | DI | High level switch 00555 | G-0004 | AREA-03 | RED-000139 | B | duty | CBL-000278 | 1 | SYN-DI-CHARM | SYN-DI-TB | no | no | no | unwired
SIG-000555 | DI | Motor running feedback 00556 | G-0005 | AREA-04 |  |  | standby | CBL-000278 | 2 | SYN-DI-CHARM | SYN-DI-TB | no | no | no | unwired
SIG-000556 | DI | Valve open limit 00557 | G-0006 | AREA-05 | RED-000140 | A | duty | CBL-000279 | 1 | SYN-DI-CHARM | SYN-DI-TB | no | no | no | wired
SIG-000557 | DI | High level switch 00558 | G-0007 | AREA-06 |  |  | standby | CBL-000279 | 2 | SYN-DI-CHARM | SYN-DI-TB | no | no | no | wired
SIG-000558 | DO | Motor start command 00559 | G-0008 | AREA-07 | RED-000140 | B | duty | CBL-000280 | 1 | SYN-DO-CHARM | SYN-DO-TB | no | yes | no | unwired
SIG-000559 | DO | Solenoid command 00560 | G-0009 | AREA-08 |  |  | standby | CBL-000280 | 2 | SYN-DO-CHARM | SYN-DO-TB | no | yes | no | fat_tested
SIG-000560 | DI | High level switch 00561 | G-0010 | AREA-01 | RED-000141 | A | duty | CBL-000281 | 1 | SYN-DI-CHARM | SYN-DI-TB | no | no | no | unwired
SIG-000561 | DI | Motor running feedback 00562 | G-0011 | AREA-02 |  |  | standby | CBL-000281 | 2 | SYN-DI-CHARM | SYN-DI-TB | no | no | no | fat_tested
SIG-000562 | DO | Solenoid command 00563 | G-0012 | AREA-03 | RED-000141 | B | duty | CBL-000282 | 1 | SYN-DO-CHARM | SYN-DO-TB | no | yes | no | unwired
SIG-000563 | DO | Alarm reset output 00564 | G-0013 | AREA-04 |  |  | standby | CBL-000282 | 2 | SYN-DO-CHARM | SYN-DO-TB | no | yes | no | unwired
SIG-000564 | DI | Motor running feedback 00565 | G-0014 | AREA-05 | RED-000142 | A | duty | CBL-000283 | 1 | SYN-DI-CHARM | SYN-DI-TB | no | no | no | wired
SIG-000565 | DI | Valve open limit 00566 | G-0015 | AREA-06 |  |  | standby | CBL-000283 | 2 | SYN-DI-CHARM | SYN-DI-TB | no | no | no | unwired
SIG-000566 | AI | Tank level 00567 | G-0016 | AREA-07 | RED-000142 | B | duty | CBL-000284 | 1 | SYN-AI-CHARM | SYN-AI-TB | yes | no | no | wired
SIG-000567 | AI | Flow rate 00568 | G-0017 | AREA-08 |  |  | standby | CBL-000284 | 2 | SYN-AI-CHARM | SYN-AI-TB | yes | no | no | loop_checked
SIG-000568 | DO | Solenoid command 00569 | G-0018 | AREA-01 | RED-000143 | A | duty | CBL-000285 | 1 | SYN-DO-CHARM | SYN-DO-TB | no | yes | no | loop_checked
SIG-000569 | DO | Alarm reset output 00570 | G-0019 | AREA-02 |  |  | standby | CBL-000285 | 2 | SYN-DO-CHARM | SYN-DO-TB | no | yes | no | wired
SIG-000570 | DI | Motor running feedback 00571 | G-0020 | AREA-03 | RED-000143 | B | duty | CBL-000286 | 1 | SYN-DI-CHARM | SYN-DI-TB | no | no | no | wired
SIG-000571 | DI | Valve open limit 00572 | G-0021 | AREA-04 |  |  | standby | CBL-000286 | 2 | SYN-DI-CHARM | SYN-DI-TB | no | no | no | unwired
SIG-000572 | DO | Alarm reset output 00573 | G-0022 | AREA-05 | RED-000144 | A | duty | CBL-000287 | 1 | SYN-DO-CHARM | SYN-DO-TB | no | yes | no | unwired
SIG-000573 | DO | Motor start command 00574 | G-0023 | AREA-06 |  |  | standby | CBL-000287 | 2 | SYN-DO-CHARM | SYN-DO-TB | no | yes | no | unwired
SIG-000574 | DO | Solenoid command 00575 | G-0024 | AREA-07 | RED-000144 | B | duty | CBL-000288 | 1 | SYN-DO-CHARM | SYN-DO-TB | no | yes | no | unwired
SIG-000575 | DO | Alarm reset output 00576 | G-0025 | AREA-08 |  |  | standby | CBL-000288 | 2 | SYN-DO-CHARM | SYN-DO-TB | no | yes | no | wired
SIG-000576 | AI | Process temperature 00577 | G-0026 | AREA-01 | RED-000145 | A | duty | CBL-000289 | 1 | SYN-AI-CHARM | SYN-AI-TB | yes | no | no | unwired
SIG-000577 | AI | Suction pressure 00578 | G-0027 | AREA-02 |  |  | standby | CBL-000289 | 2 | SYN-AI-CHARM | SYN-AI-TB | yes | no | no | wired
SIG-000578 | DI | High level switch 00579 | G-0028 | AREA-03 | RED-000145 | B | duty | CBL-000290 | 1 | SYN-DI-CHARM | SYN-DI-TB | no | no | no | wired
SIG-000579 | DI | Motor running feedback 00580 | G-0029 | AREA-04 |  |  | standby | CBL-000290 | 2 | SYN-DI-CHARM | SYN-DI-TB | no | no | no | unwired
SIG-000580 | DO | Solenoid command 00581 | G-0030 | AREA-05 | RED-000146 | A | duty | CBL-000291 | 1 | SYN-DO-CHARM | SYN-DO-TB | no | yes | no | unwired
SIG-000581 | DO | Alarm reset output 00582 | G-0031 | AREA-06 |  |  | standby | CBL-000291 | 2 | SYN-DO-CHARM | SYN-DO-TB | no | yes | no | unwired
SIG-000582 | DO | Motor start command 00583 | G-0032 | AREA-07 | RED-000146 | B | duty | CBL-000292 | 1 | SYN-DO-CHARM | SYN-DO-TB | no | yes | no | loop_checked
SIG-000583 | DO | Solenoid command 00584 | G-0033 | AREA-08 |  |  | standby | CBL-000292 | 2 | SYN-DO-CHARM | SYN-DO-TB | no | yes | no | unwired
SIG-000584 | DI | High level switch 00585 | G-0034 | AREA-01 | RED-000147 | A | duty | CBL-000293 | 1 | SYN-DI-CHARM | SYN-DI-TB | no | no | no | loop_checked
SIG-000585 | DI | Motor running feedback 00586 | G-0035 | AREA-02 |  |  | standby | CBL-000293 | 2 | SYN-DI-CHARM | SYN-DI-TB | no | no | no | unwired
SIG-000586 | AI | Tank level 00587 | G-0036 | AREA-03 | RED-000147 | B | duty | CBL-000294 | 1 | SYN-AI-CHARM | SYN-AI-TB | yes | no | no | loop_checked
SIG-000587 | AI | Flow rate 00588 | G-0037 | AREA-04 |  |  | standby | CBL-000294 | 2 | SYN-AI-CHARM | SYN-AI-TB | yes | no | no | unwired
SIG-000588 | AI | Process temperature 00589 | G-0038 | AREA-05 | RED-000148 | A | duty | CBL-000295 | 1 | SYN-AI-CHARM | SYN-AI-TB | yes | no | no | unwired
SIG-000589 | AI | Suction pressure 00590 | G-0039 | AREA-06 |  |  | standby | CBL-000295 | 2 | SYN-AI-CHARM | SYN-AI-TB | yes | no | no | wired
SIG-000590 | DI | High level switch 00591 | G-0040 | AREA-07 | RED-000148 | B | duty | CBL-000296 | 1 | SYN-DI-CHARM | SYN-DI-TB | no | no | no | unwired
SIG-000591 | DI | Motor running feedback 00592 | G-0041 | AREA-08 |  |  | standby | CBL-000296 | 2 | SYN-DI-CHARM | SYN-DI-TB | no | no | no | loop_checked
SIG-000592 | DO | Solenoid command 00593 | G-0042 | AREA-01 | RED-000149 | A | duty | CBL-000297 | 1 | SYN-DO-CHARM | SYN-DO-TB | no | yes | no | loop_checked
SIG-000593 | DO | Alarm reset output 00594 | G-0043 | AREA-02 |  |  | standby | CBL-000297 | 2 | SYN-DO-CHARM | SYN-DO-TB | no | yes | no | wired
SIG-000594 | DI | Motor running feedback 00595 | G-0044 | AREA-03 | RED-000149 | B | duty | CBL-000298 | 1 | SYN-DI-CHARM | SYN-DI-TB | no | no | no | wired
SIG-000595 | DI | Valve open limit 00596 | G-0045 | AREA-04 |  |  | standby | CBL-000298 | 2 | SYN-DI-CHARM | SYN-DI-TB | no | no | no | wired
SIG-000596 | DI | High level switch 00597 | G-0046 | AREA-05 | RED-000150 | A | duty | CBL-000299 | 1 | SYN-DI-CHARM | SYN-DI-TB | no | no | no | unwired
SIG-000597 | DI | Motor running feedback 00598 | G-0047 | AREA-06 |  |  | standby | CBL-000299 | 2 | SYN-DI-CHARM | SYN-DI-TB | no | no | no | wired
SIG-000598 | AI | Tank level 00599 | G-0048 | AREA-07 | RED-000150 | B | duty | CBL-000300 | 1 | SYN-AI-CHARM | SYN-AI-TB | yes | no | no | fat_tested
SIG-000599 | AI | Flow rate 00600 | G-0049 | AREA-08 |  |  | standby | CBL-000300 | 2 | SYN-AI-CHARM | SYN-AI-TB | yes | no | no | wired
SIG-000600 | DO | Motor start command 00601 | G-0000 | AREA-01 | RED-000151 | A | duty | CBL-000301 | 1 | SYN-DO-CHARM | SYN-DO-TB | no | yes | no | wired
SIG-000601 | DO | Solenoid command 00602 | G-0001 | AREA-02 |  |  | standby | CBL-000301 | 2 | SYN-DO-CHARM | SYN-DO-TB | no | yes | no | unwired
SIG-000602 | AI | Tank level 00603 | G-0002 | AREA-03 | RED-000151 | B | duty | CBL-000302 | 1 | SYN-AI-CHARM | SYN-AI-TB | yes | no | no | wired
SIG-000603 | AI | Flow rate 00604 | G-0003 | AREA-04 |  |  | standby | CBL-000302 | 2 | SYN-AI-CHARM | SYN-AI-TB | yes | no | no | wired
SIG-000604 | AI | Process temperature 00605 | G-0004 | AREA-05 | RED-000152 | A | duty | CBL-000303 | 1 | SYN-AI-CHARM | SYN-AI-TB | yes | no | no | unwired
SIG-000605 | AI | Suction pressure 00606 | G-0005 | AREA-06 |  |  | standby | CBL-000303 | 2 | SYN-AI-CHARM | SYN-AI-TB | yes | no | no | unwired
SIG-000606 | DO | Motor start command 00607 | G-0006 | AREA-07 | RED-000152 | B | duty | CBL-000304 | 1 | SYN-DO-CHARM | SYN-DO-TB | no | yes | no | unwired
SIG-000607 | DO | Solenoid command 00608 | G-0007 | AREA-08 |  |  | standby | CBL-000304 | 2 | SYN-DO-CHARM | SYN-DO-TB | no | yes | no | wired
SIG-000608 | DI | High level switch 00609 | G-0008 | AREA-01 | RED-000153 | A | duty | CBL-000305 | 1 | SYN-DI-CHARM | SYN-DI-TB | no | no | no | unwired
SIG-000609 | DI | Motor running feedback 00610 | G-0009 | AREA-02 |  |  | standby | CBL-000305 | 2 | SYN-DI-CHARM | SYN-DI-TB | no | no | no | unwired
SIG-000610 | AI | Tank level 00611 | G-0010 | AREA-03 | RED-000153 | B | duty | CBL-000306 | 1 | SYN-AI-CHARM | SYN-AI-TB | yes | no | no | wired
SIG-000611 | AI | Flow rate 00612 | G-0011 | AREA-04 |  |  | standby | CBL-000306 | 2 | SYN-AI-CHARM | SYN-AI-TB | yes | no | no | unwired
SIG-000612 | DO | Motor start command 00613 | G-0012 | AREA-05 | RED-000154 | A | duty | CBL-000307 | 1 | SYN-DO-CHARM | SYN-DO-TB | no | yes | no | unwired
SIG-000613 | DO | Solenoid command 00614 | G-0013 | AREA-06 |  |  | standby | CBL-000307 | 2 | SYN-DO-CHARM | SYN-DO-TB | no | yes | no | wired
SIG-000614 | DI | High level switch 00615 | G-0014 | AREA-07 | RED-000154 | B | duty | CBL-000308 | 1 | SYN-DI-CHARM | SYN-DI-TB | no | no | no | wired
SIG-000615 | DI | Motor running feedback 00616 | G-0015 | AREA-08 |  |  | standby | CBL-000308 | 2 | SYN-DI-CHARM | SYN-DI-TB | no | no | no | unwired
SIG-000616 | DO | Solenoid command 00617 | G-0016 | AREA-01 | RED-000155 | A | duty | CBL-000309 | 1 | SYN-DO-CHARM | SYN-DO-TB | no | yes | no | unwired
SIG-000617 | DO | Alarm reset output 00618 | G-0017 | AREA-02 |  |  | standby | CBL-000309 | 2 | SYN-DO-CHARM | SYN-DO-TB | no | yes | no | wired
SIG-000618 | AI | Tank level 00619 | G-0018 | AREA-03 | RED-000155 | B | duty | CBL-000310 | 1 | SYN-AI-CHARM | SYN-AI-TB | yes | no | no | wired
SIG-000619 | AI | Flow rate 00620 | G-0019 | AREA-04 |  |  | standby | CBL-000310 | 2 | SYN-AI-CHARM | SYN-AI-TB | yes | no | no | wired
SIG-000620 | AI | Process temperature 00621 | G-0020 | AREA-05 | RED-000156 | A | duty | CBL-000311 | 1 | SYN-AI-CHARM | SYN-AI-TB | yes | no | no | unwired
SIG-000621 | AI | Suction pressure 00622 | G-0021 | AREA-06 |  |  | standby | CBL-000311 | 2 | SYN-AI-CHARM | SYN-AI-TB | yes | no | no | wired
SIG-000622 | DI | Valve open limit 00623 | G-0022 | AREA-07 | RED-000156 | B | duty | CBL-000312 | 1 | SYN-DI-CHARM | SYN-DI-TB | no | no | no | unwired
SIG-000623 | DI | High level switch 00624 | G-0023 | AREA-08 |  |  | standby | CBL-000312 | 2 | SYN-DI-CHARM | SYN-DI-TB | no | no | no | wired
SIG-000624 | DI | Motor running feedback 00625 | G-0024 | AREA-01 | RED-000157 | A | duty | CBL-000313 | 1 | SYN-DI-CHARM | SYN-DI-TB | no | no | no | unwired
SIG-000625 | DI | Valve open limit 00626 | G-0025 | AREA-02 |  |  | standby | CBL-000313 | 2 | SYN-DI-CHARM | SYN-DI-TB | no | no | no | unwired
SIG-000626 | DO | Alarm reset output 00627 | G-0026 | AREA-03 | RED-000157 | B | duty | CBL-000314 | 1 | SYN-DO-CHARM | SYN-DO-TB | no | yes | no | unwired
SIG-000627 | DO | Motor start command 00628 | G-0027 | AREA-04 |  |  | standby | CBL-000314 | 2 | SYN-DO-CHARM | SYN-DO-TB | no | yes | no | wired
SIG-000628 | AI | Process temperature 00629 | G-0028 | AREA-05 | RED-000158 | A | duty | CBL-000315 | 1 | SYN-AI-CHARM | SYN-AI-TB | yes | no | no | unwired
SIG-000629 | AI | Suction pressure 00630 | G-0029 | AREA-06 |  |  | standby | CBL-000315 | 2 | SYN-AI-CHARM | SYN-AI-TB | yes | no | no | loop_checked
SIG-000630 | AO | Control valve demand 00631 | G-0030 | AREA-07 | RED-000158 | B | duty | CBL-000316 | 1 | SYN-AO-CHARM | SYN-AO-TB | yes | yes | yes | unwired
SIG-000631 | AO | Speed reference 00632 | G-0031 | AREA-08 |  |  | standby | CBL-000316 | 2 | SYN-AO-CHARM | SYN-AO-TB | yes | yes | yes | wired
SIG-000632 | DI | High level switch 00633 | G-0032 | AREA-01 | RED-000159 | A | duty | CBL-000317 | 1 | SYN-DI-CHARM | SYN-DI-TB | no | no | no | wired
SIG-000633 | DI | Motor running feedback 00634 | G-0033 | AREA-02 |  |  | standby | CBL-000317 | 2 | SYN-DI-CHARM | SYN-DI-TB | no | no | no | wired
SIG-000634 | DO | Solenoid command 00635 | G-0034 | AREA-03 | RED-000159 | B | duty | CBL-000318 | 1 | SYN-DO-CHARM | SYN-DO-TB | no | yes | no | unwired
SIG-000635 | DO | Alarm reset output 00636 | G-0035 | AREA-04 |  |  | standby | CBL-000318 | 2 | SYN-DO-CHARM | SYN-DO-TB | no | yes | no | unwired
SIG-000636 | DO | Motor start command 00637 | G-0036 | AREA-05 | RED-000160 | A | duty | CBL-000319 | 1 | SYN-DO-CHARM | SYN-DO-TB | no | yes | no | wired
SIG-000637 | DO | Solenoid command 00638 | G-0037 | AREA-06 |  |  | standby | CBL-000319 | 2 | SYN-DO-CHARM | SYN-DO-TB | no | yes | no | unwired
SIG-000638 | DO | Alarm reset output 00639 | G-0038 | AREA-07 | RED-000160 | B | duty | CBL-000320 | 1 | SYN-DO-CHARM | SYN-DO-TB | no | yes | no | wired
SIG-000639 | DO | Motor start command 00640 | G-0039 | AREA-08 |  |  | standby | CBL-000320 | 2 | SYN-DO-CHARM | SYN-DO-TB | no | yes | no | unwired
SIG-000640 | DI | Valve open limit 00641 | G-0040 | AREA-01 | RED-000161 | A | duty | CBL-000321 | 1 | SYN-DI-CHARM | SYN-DI-TB | no | no | no | unwired
SIG-000641 | DI | High level switch 00642 | G-0041 | AREA-02 |  |  | standby | CBL-000321 | 2 | SYN-DI-CHARM | SYN-DI-TB | no | no | no | loop_checked
SIG-000642 | DI | Motor running feedback 00643 | G-0042 | AREA-03 | RED-000161 | B | duty | CBL-000322 | 1 | SYN-DI-CHARM | SYN-DI-TB | no | no | no | loop_checked
SIG-000643 | DI | Valve open limit 00644 | G-0043 | AREA-04 |  |  | standby | CBL-000322 | 2 | SYN-DI-CHARM | SYN-DI-TB | no | no | no | wired
SIG-000644 | DI | High level switch 00645 | G-0044 | AREA-05 | RED-000162 | A | duty | CBL-000323 | 1 | SYN-DI-CHARM | SYN-DI-TB | no | no | no | unwired
SIG-000645 | DI | Motor running feedback 00646 | G-0045 | AREA-06 |  |  | standby | CBL-000323 | 2 | SYN-DI-CHARM | SYN-DI-TB | no | no | no | unwired
SIG-000646 | DO | Solenoid command 00647 | G-0046 | AREA-07 | RED-000162 | B | duty | CBL-000324 | 1 | SYN-DO-CHARM | SYN-DO-TB | no | yes | no | wired
SIG-000647 | DO | Alarm reset output 00648 | G-0047 | AREA-08 |  |  | standby | CBL-000324 | 2 | SYN-DO-CHARM | SYN-DO-TB | no | yes | no | wired
SIG-000648 | AI | Process temperature 00649 | G-0048 | AREA-01 | RED-000163 | A | duty | CBL-000325 | 1 | SYN-AI-CHARM | SYN-AI-TB | yes | no | no | wired
SIG-000649 | AI | Suction pressure 00650 | G-0049 | AREA-02 |  |  | standby | CBL-000325 | 2 | SYN-AI-CHARM | SYN-AI-TB | yes | no | no | unwired
SIG-000650 | AO | Pressure setpoint 00651 | G-0000 | AREA-03 | RED-000163 | B | duty | CBL-000326 | 1 | SYN-AO-CHARM | SYN-AO-TB | yes | yes | yes | loop_checked
SIG-000651 | AO | Control valve demand 00652 | G-0001 | AREA-04 |  |  | standby | CBL-000326 | 2 | SYN-AO-CHARM | SYN-AO-TB | yes | yes | yes | unwired
SIG-000652 | AO | Speed reference 00653 | G-0002 | AREA-05 | RED-000164 | A | duty | CBL-000327 | 1 | SYN-AO-CHARM | SYN-AO-TB | yes | yes | yes | wired
SIG-000653 | AO | Pressure setpoint 00654 | G-0003 | AREA-06 |  |  | standby | CBL-000327 | 2 | SYN-AO-CHARM | SYN-AO-TB | yes | yes | yes | unwired
SIG-000654 | DI | Motor running feedback 00655 | G-0004 | AREA-07 | RED-000164 | B | duty | CBL-000328 | 1 | SYN-DI-CHARM | SYN-DI-TB | no | no | no | unwired
SIG-000655 | DI | Valve open limit 00656 | G-0005 | AREA-08 |  |  | standby | CBL-000328 | 2 | SYN-DI-CHARM | SYN-DI-TB | no | no | no | unwired
SIG-000656 | AO | Pressure setpoint 00657 | G-0006 | AREA-01 | RED-000165 | A | duty | CBL-000329 | 1 | SYN-AO-CHARM | SYN-AO-TB | yes | yes | yes | wired
SIG-000657 | AO | Control valve demand 00658 | G-0007 | AREA-02 |  |  | standby | CBL-000329 | 2 | SYN-AO-CHARM | SYN-AO-TB | yes | yes | yes | wired
SIG-000658 | DI | Valve open limit 00659 | G-0008 | AREA-03 | RED-000165 | B | duty | CBL-000330 | 1 | SYN-DI-CHARM | SYN-DI-TB | no | no | no | loop_checked
SIG-000659 | DI | High level switch 00660 | G-0009 | AREA-04 |  |  | standby | CBL-000330 | 2 | SYN-DI-CHARM | SYN-DI-TB | no | no | no | unwired
SIG-000660 | DI | Motor running feedback 00661 | G-0010 | AREA-05 | RED-000166 | A | duty | CBL-000331 | 1 | SYN-DI-CHARM | SYN-DI-TB | no | no | no | wired
SIG-000661 | DI | Valve open limit 00662 | G-0011 | AREA-06 |  |  | standby | CBL-000331 | 2 | SYN-DI-CHARM | SYN-DI-TB | no | no | no | unwired
SIG-000662 | DI | High level switch 00663 | G-0012 | AREA-07 | RED-000166 | B | duty | CBL-000332 | 1 | SYN-DI-CHARM | SYN-DI-TB | no | no | no | unwired
SIG-000663 | DI | Motor running feedback 00664 | G-0013 | AREA-08 |  |  | standby | CBL-000332 | 2 | SYN-DI-CHARM | SYN-DI-TB | no | no | no | unwired
SIG-000664 | DI | Valve open limit 00665 | G-0014 | AREA-01 | RED-000167 | A | duty | CBL-000333 | 1 | SYN-DI-CHARM | SYN-DI-TB | no | no | no | loop_checked
SIG-000665 | DI | High level switch 00666 | G-0015 | AREA-02 |  |  | standby | CBL-000333 | 2 | SYN-DI-CHARM | SYN-DI-TB | no | no | no | loop_checked
SIG-000666 | DI | Motor running feedback 00667 | G-0016 | AREA-03 | RED-000167 | B | duty | CBL-000334 | 1 | SYN-DI-CHARM | SYN-DI-TB | no | no | no | unwired
SIG-000667 | DI | Valve open limit 00668 | G-0017 | AREA-04 |  |  | standby | CBL-000334 | 2 | SYN-DI-CHARM | SYN-DI-TB | no | no | no | fat_tested
SIG-000668 | DO | Alarm reset output 00669 | G-0018 | AREA-05 | RED-000168 | A | duty | CBL-000335 | 1 | SYN-DO-CHARM | SYN-DO-TB | no | yes | no | loop_checked
SIG-000669 | DO | Motor start command 00670 | G-0019 | AREA-06 |  |  | standby | CBL-000335 | 2 | SYN-DO-CHARM | SYN-DO-TB | no | yes | no | unwired
SIG-000670 | DO | Solenoid command 00671 | G-0020 | AREA-07 | RED-000168 | B | duty | CBL-000336 | 1 | SYN-DO-CHARM | SYN-DO-TB | no | yes | no | unwired
SIG-000671 | DO | Alarm reset output 00672 | G-0021 | AREA-08 |  |  | standby | CBL-000336 | 2 | SYN-DO-CHARM | SYN-DO-TB | no | yes | no | fat_tested
SIG-000672 | DI | Motor running feedback 00673 | G-0022 | AREA-01 | RED-000169 | A | duty | CBL-000337 | 1 | SYN-DI-CHARM | SYN-DI-TB | no | no | no | loop_checked
SIG-000673 | DI | Valve open limit 00674 | G-0023 | AREA-02 |  |  | standby | CBL-000337 | 2 | SYN-DI-CHARM | SYN-DI-TB | no | no | no | unwired
SIG-000674 | DI | High level switch 00675 | G-0024 | AREA-03 | RED-000169 | B | duty | CBL-000338 | 1 | SYN-DI-CHARM | SYN-DI-TB | no | no | no | fat_tested
SIG-000675 | DI | Motor running feedback 00676 | G-0025 | AREA-04 |  |  | standby | CBL-000338 | 2 | SYN-DI-CHARM | SYN-DI-TB | no | no | no | unwired
SIG-000676 | DI | Valve open limit 00677 | G-0026 | AREA-05 | RED-000170 | A | duty | CBL-000339 | 1 | SYN-DI-CHARM | SYN-DI-TB | no | no | no | wired
SIG-000677 | DI | High level switch 00678 | G-0027 | AREA-06 |  |  | standby | CBL-000339 | 2 | SYN-DI-CHARM | SYN-DI-TB | no | no | no | unwired
SIG-000678 | AI | Tank level 00679 | G-0028 | AREA-07 | RED-000170 | B | duty | CBL-000340 | 1 | SYN-AI-CHARM | SYN-AI-TB | yes | no | no | wired
SIG-000679 | AI | Flow rate 00680 | G-0029 | AREA-08 |  |  | standby | CBL-000340 | 2 | SYN-AI-CHARM | SYN-AI-TB | yes | no | no | wired
SIG-000680 | AO | Pressure setpoint 00681 | G-0030 | AREA-01 | RED-000171 | A | duty | CBL-000341 | 1 | SYN-AO-CHARM | SYN-AO-TB | yes | yes | yes | wired
SIG-000681 | AO | Control valve demand 00682 | G-0031 | AREA-02 |  |  | standby | CBL-000341 | 2 | SYN-AO-CHARM | SYN-AO-TB | yes | yes | yes | unwired
SIG-000682 | DI | Valve open limit 00683 | G-0032 | AREA-03 | RED-000171 | B | duty | CBL-000342 | 1 | SYN-DI-CHARM | SYN-DI-TB | no | no | no | fat_tested
SIG-000683 | DI | High level switch 00684 | G-0033 | AREA-04 |  |  | standby | CBL-000342 | 2 | SYN-DI-CHARM | SYN-DI-TB | no | no | no | wired
SIG-000684 | AI | Process temperature 00685 | G-0034 | AREA-05 | RED-000172 | A | duty | CBL-000343 | 1 | SYN-AI-CHARM | SYN-AI-TB | yes | no | no | unwired
SIG-000685 | AI | Suction pressure 00686 | G-0035 | AREA-06 |  |  | standby | CBL-000343 | 2 | SYN-AI-CHARM | SYN-AI-TB | yes | no | no | unwired
SIG-000686 | AI | Tank level 00687 | G-0036 | AREA-07 | RED-000172 | B | duty | CBL-000344 | 1 | SYN-AI-CHARM | SYN-AI-TB | yes | no | no | unwired
SIG-000687 | AI | Flow rate 00688 | G-0037 | AREA-08 |  |  | standby | CBL-000344 | 2 | SYN-AI-CHARM | SYN-AI-TB | yes | no | no | unwired
SIG-000688 | DO | Solenoid command 00689 | G-0038 | AREA-01 | RED-000173 | A | duty | CBL-000345 | 1 | SYN-DO-CHARM | SYN-DO-TB | no | yes | no | wired
SIG-000689 | DO | Alarm reset output 00690 | G-0039 | AREA-02 |  |  | standby | CBL-000345 | 2 | SYN-DO-CHARM | SYN-DO-TB | no | yes | no | unwired
SIG-000690 | AI | Tank level 00691 | G-0040 | AREA-03 | RED-000173 | B | duty | CBL-000346 | 1 | SYN-AI-CHARM | SYN-AI-TB | yes | no | no | fat_tested
SIG-000691 | AI | Flow rate 00692 | G-0041 | AREA-04 |  |  | standby | CBL-000346 | 2 | SYN-AI-CHARM | SYN-AI-TB | yes | no | no | unwired
SIG-000692 | DO | Alarm reset output 00693 | G-0042 | AREA-05 | RED-000174 | A | duty | CBL-000347 | 1 | SYN-DO-CHARM | SYN-DO-TB | no | yes | no | unwired
SIG-000693 | DO | Motor start command 00694 | G-0043 | AREA-06 |  |  | standby | CBL-000347 | 2 | SYN-DO-CHARM | SYN-DO-TB | no | yes | no | unwired
SIG-000694 | DI | Valve open limit 00695 | G-0044 | AREA-07 | RED-000174 | B | duty | CBL-000348 | 1 | SYN-DI-CHARM | SYN-DI-TB | no | no | no | wired
SIG-000695 | DI | High level switch 00696 | G-0045 | AREA-08 |  |  | standby | CBL-000348 | 2 | SYN-DI-CHARM | SYN-DI-TB | no | no | no | unwired
SIG-000696 | DI | Motor running feedback 00697 | G-0046 | AREA-01 | RED-000175 | A | duty | CBL-000349 | 1 | SYN-DI-CHARM | SYN-DI-TB | no | no | no | unwired
SIG-000697 | DI | Valve open limit 00698 | G-0047 | AREA-02 |  |  | standby | CBL-000349 | 2 | SYN-DI-CHARM | SYN-DI-TB | no | no | no | unwired
SIG-000698 | DO | Alarm reset output 00699 | G-0048 | AREA-03 | RED-000175 | B | duty | CBL-000350 | 1 | SYN-DO-CHARM | SYN-DO-TB | no | yes | no | wired
SIG-000699 | DO | Motor start command 00700 | G-0049 | AREA-04 |  |  | standby | CBL-000350 | 2 | SYN-DO-CHARM | SYN-DO-TB | no | yes | no | unwired
SIG-000700 | DO | Solenoid command 00701 | G-0000 | AREA-05 | RED-000176 | A | duty | CBL-000351 | 1 | SYN-DO-CHARM | SYN-DO-TB | no | yes | no | unwired
SIG-000701 | DO | Alarm reset output 00702 | G-0001 | AREA-06 |  |  | standby | CBL-000351 | 2 | SYN-DO-CHARM | SYN-DO-TB | no | yes | no | loop_checked
SIG-000702 | AO | Control valve demand 00703 | G-0002 | AREA-07 | RED-000176 | B | duty | CBL-000352 | 1 | SYN-AO-CHARM | SYN-AO-TB | yes | yes | yes | wired
SIG-000703 | AO | Speed reference 00704 | G-0003 | AREA-08 |  |  | standby | CBL-000352 | 2 | SYN-AO-CHARM | SYN-AO-TB | yes | yes | yes | wired
SIG-000704 | DO | Alarm reset output 00705 | G-0004 | AREA-01 | RED-000177 | A | duty | CBL-000353 | 1 | SYN-DO-CHARM | SYN-DO-TB | no | yes | no | unwired
SIG-000705 | DO | Motor start command 00706 | G-0005 | AREA-02 |  |  | standby | CBL-000353 | 2 | SYN-DO-CHARM | SYN-DO-TB | no | yes | no | unwired
SIG-000706 | DI | Valve open limit 00707 | G-0006 | AREA-03 | RED-000177 | B | duty | CBL-000354 | 1 | SYN-DI-CHARM | SYN-DI-TB | no | no | no | wired
SIG-000707 | DI | High level switch 00708 | G-0007 | AREA-04 |  |  | standby | CBL-000354 | 2 | SYN-DI-CHARM | SYN-DI-TB | no | no | no | wired
SIG-000708 | DI | Motor running feedback 00709 | G-0008 | AREA-05 | RED-000178 | A | duty | CBL-000355 | 1 | SYN-DI-CHARM | SYN-DI-TB | no | no | no | unwired
SIG-000709 | DI | Valve open limit 00710 | G-0009 | AREA-06 |  |  | standby | CBL-000355 | 2 | SYN-DI-CHARM | SYN-DI-TB | no | no | no | loop_checked
SIG-000710 | DI | High level switch 00711 | G-0010 | AREA-07 | RED-000178 | B | duty | CBL-000356 | 1 | SYN-DI-CHARM | SYN-DI-TB | no | no | no | wired
SIG-000711 | DI | Motor running feedback 00712 | G-0011 | AREA-08 |  |  | standby | CBL-000356 | 2 | SYN-DI-CHARM | SYN-DI-TB | no | no | no | unwired
SIG-000712 | DI | Valve open limit 00713 | G-0012 | AREA-01 | RED-000179 | A | duty | CBL-000357 | 1 | SYN-DI-CHARM | SYN-DI-TB | no | no | no | unwired
SIG-000713 | DI | High level switch 00714 | G-0013 | AREA-02 |  |  | standby | CBL-000357 | 2 | SYN-DI-CHARM | SYN-DI-TB | no | no | no | unwired
SIG-000714 | DI | Motor running feedback 00715 | G-0014 | AREA-03 | RED-000179 | B | duty | CBL-000358 | 1 | SYN-DI-CHARM | SYN-DI-TB | no | no | no | loop_checked
SIG-000715 | DI | Valve open limit 00716 | G-0015 | AREA-04 |  |  | standby | CBL-000358 | 2 | SYN-DI-CHARM | SYN-DI-TB | no | no | no | unwired
SIG-000716 | AO | Pressure setpoint 00717 | G-0016 | AREA-05 | RED-000180 | A | duty | CBL-000359 | 1 | SYN-AO-CHARM | SYN-AO-TB | yes | yes | yes | loop_checked
SIG-000717 | AO | Control valve demand 00718 | G-0017 | AREA-06 |  |  | standby | CBL-000359 | 2 | SYN-AO-CHARM | SYN-AO-TB | yes | yes | yes | unwired
SIG-000718 | DI | Valve open limit 00719 | G-0018 | AREA-07 | RED-000180 | B | duty | CBL-000360 | 1 | SYN-DI-CHARM | SYN-DI-TB | no | no | no | wired
SIG-000719 | DI | High level switch 00720 | G-0019 | AREA-08 |  |  | standby | CBL-000360 | 2 | SYN-DI-CHARM | SYN-DI-TB | no | no | no | unwired
SIG-000720 | AI | Process temperature 00721 | G-0020 | AREA-01 | RED-000181 | A | duty | CBL-000361 | 1 | SYN-AI-CHARM | SYN-AI-TB | yes | no | no | unwired
SIG-000721 | AI | Suction pressure 00722 | G-0021 | AREA-02 |  |  | standby | CBL-000361 | 2 | SYN-AI-CHARM | SYN-AI-TB | yes | no | no | unwired
SIG-000722 | DI | High level switch 00723 | G-0022 | AREA-03 | RED-000181 | B | duty | CBL-000362 | 1 | SYN-DI-CHARM | SYN-DI-TB | no | no | no | wired
SIG-000723 | DI | Motor running feedback 00724 | G-0023 | AREA-04 |  |  | standby | CBL-000362 | 2 | SYN-DI-CHARM | SYN-DI-TB | no | no | no | unwired
SIG-000724 | AI | Process temperature 00725 | G-0024 | AREA-05 | RED-000182 | A | duty | CBL-000363 | 1 | SYN-AI-CHARM | SYN-AI-TB | yes | no | no | loop_checked
SIG-000725 | AI | Suction pressure 00726 | G-0025 | AREA-06 |  |  | standby | CBL-000363 | 2 | SYN-AI-CHARM | SYN-AI-TB | yes | no | no | loop_checked
SIG-000726 | DO | Motor start command 00727 | G-0026 | AREA-07 | RED-000182 | B | duty | CBL-000364 | 1 | SYN-DO-CHARM | SYN-DO-TB | no | yes | no | unwired
SIG-000727 | DO | Solenoid command 00728 | G-0027 | AREA-08 |  |  | standby | CBL-000364 | 2 | SYN-DO-CHARM | SYN-DO-TB | no | yes | no | unwired
SIG-000728 | DO | Alarm reset output 00729 | G-0028 | AREA-01 | RED-000183 | A | duty | CBL-000365 | 1 | SYN-DO-CHARM | SYN-DO-TB | no | yes | no | loop_checked
SIG-000729 | DO | Motor start command 00730 | G-0029 | AREA-02 |  |  | standby | CBL-000365 | 2 | SYN-DO-CHARM | SYN-DO-TB | no | yes | no | unwired
SIG-000730 | DI | Valve open limit 00731 | G-0030 | AREA-03 | RED-000183 | B | duty | CBL-000366 | 1 | SYN-DI-CHARM | SYN-DI-TB | no | no | no | wired
SIG-000731 | DI | High level switch 00732 | G-0031 | AREA-04 |  |  | standby | CBL-000366 | 2 | SYN-DI-CHARM | SYN-DI-TB | no | no | no | unwired
SIG-000732 | AO | Control valve demand 00733 | G-0032 | AREA-05 | RED-000184 | A | duty | CBL-000367 | 1 | SYN-AO-CHARM | SYN-AO-TB | yes | yes | yes | loop_checked
SIG-000733 | AO | Speed reference 00734 | G-0033 | AREA-06 |  |  | standby | CBL-000367 | 2 | SYN-AO-CHARM | SYN-AO-TB | yes | yes | yes | wired
SIG-000734 | AI | Tank level 00735 | G-0034 | AREA-07 | RED-000184 | B | duty | CBL-000368 | 1 | SYN-AI-CHARM | SYN-AI-TB | yes | no | no | unwired
SIG-000735 | AI | Flow rate 00736 | G-0035 | AREA-08 |  |  | standby | CBL-000368 | 2 | SYN-AI-CHARM | SYN-AI-TB | yes | no | no | unwired
SIG-000736 | DI | Valve open limit 00737 | G-0036 | AREA-01 | RED-000185 | A | duty | CBL-000369 | 1 | SYN-DI-CHARM | SYN-DI-TB | no | no | no | loop_checked
SIG-000737 | DI | High level switch 00738 | G-0037 | AREA-02 |  |  | standby | CBL-000369 | 2 | SYN-DI-CHARM | SYN-DI-TB | no | no | no | wired
SIG-000738 | DI | Motor running feedback 00739 | G-0038 | AREA-03 | RED-000185 | B | duty | CBL-000370 | 1 | SYN-DI-CHARM | SYN-DI-TB | no | no | no | fat_tested
SIG-000739 | DI | Valve open limit 00740 | G-0039 | AREA-04 |  |  | standby | CBL-000370 | 2 | SYN-DI-CHARM | SYN-DI-TB | no | no | no | loop_checked
SIG-000740 | DI | High level switch 00741 | G-0040 | AREA-05 | RED-000186 | A | duty | CBL-000371 | 1 | SYN-DI-CHARM | SYN-DI-TB | no | no | no | wired
SIG-000741 | DI | Motor running feedback 00742 | G-0041 | AREA-06 |  |  | standby | CBL-000371 | 2 | SYN-DI-CHARM | SYN-DI-TB | no | no | no | unwired
SIG-000742 | DO | Solenoid command 00743 | G-0042 | AREA-07 | RED-000186 | B | duty | CBL-000372 | 1 | SYN-DO-CHARM | SYN-DO-TB | no | yes | no | unwired
SIG-000743 | DO | Alarm reset output 00744 | G-0043 | AREA-08 |  |  | standby | CBL-000372 | 2 | SYN-DO-CHARM | SYN-DO-TB | no | yes | no | loop_checked
SIG-000744 | DI | Motor running feedback 00745 | G-0044 | AREA-01 | RED-000187 | A | duty | CBL-000373 | 1 | SYN-DI-CHARM | SYN-DI-TB | no | no | no | unwired
SIG-000745 | DI | Valve open limit 00746 | G-0045 | AREA-02 |  |  | standby | CBL-000373 | 2 | SYN-DI-CHARM | SYN-DI-TB | no | no | no | unwired
SIG-000746 | AI | Tank level 00747 | G-0046 | AREA-03 | RED-000187 | B | duty | CBL-000374 | 1 | SYN-AI-CHARM | SYN-AI-TB | yes | no | no | loop_checked
SIG-000747 | AI | Flow rate 00748 | G-0047 | AREA-04 |  |  | standby | CBL-000374 | 2 | SYN-AI-CHARM | SYN-AI-TB | yes | no | no | unwired
SIG-000748 | AI | Process temperature 00749 | G-0048 | AREA-05 | RED-000188 | A | duty | CBL-000375 | 1 | SYN-AI-CHARM | SYN-AI-TB | yes | no | no | unwired
SIG-000749 | AI | Suction pressure 00750 | G-0049 | AREA-06 |  |  | standby | CBL-000375 | 2 | SYN-AI-CHARM | SYN-AI-TB | yes | no | no | unwired
SIG-000750 | AO | Control valve demand 00751 | G-0000 | AREA-07 | RED-000188 | B | duty | CBL-000376 | 1 | SYN-AO-CHARM | SYN-AO-TB | yes | yes | yes | wired
SIG-000751 | AO | Speed reference 00752 | G-0001 | AREA-08 |  |  | standby | CBL-000376 | 2 | SYN-AO-CHARM | SYN-AO-TB | yes | yes | yes | wired
SIG-000752 | DI | High level switch 00753 | G-0002 | AREA-01 | RED-000189 | A | duty | CBL-000377 | 1 | SYN-DI-CHARM | SYN-DI-TB | no | no | no | unwired
SIG-000753 | DI | Motor running feedback 00754 | G-0003 | AREA-02 |  |  | standby | CBL-000377 | 2 | SYN-DI-CHARM | SYN-DI-TB | no | no | no | unwired
SIG-000754 | DI | Valve open limit 00755 | G-0004 | AREA-03 | RED-000189 | B | duty | CBL-000378 | 1 | SYN-DI-CHARM | SYN-DI-TB | no | no | no | unwired
SIG-000755 | DI | High level switch 00756 | G-0005 | AREA-04 |  |  | standby | CBL-000378 | 2 | SYN-DI-CHARM | SYN-DI-TB | no | no | no | unwired
SIG-000756 | DI | Motor running feedback 00757 | G-0006 | AREA-05 | RED-000190 | A | duty | CBL-000379 | 1 | SYN-DI-CHARM | SYN-DI-TB | no | no | no | unwired
SIG-000757 | DI | Valve open limit 00758 | G-0007 | AREA-06 |  |  | standby | CBL-000379 | 2 | SYN-DI-CHARM | SYN-DI-TB | no | no | no | unwired
SIG-000758 | DI | High level switch 00759 | G-0008 | AREA-07 | RED-000190 | B | duty | CBL-000380 | 1 | SYN-DI-CHARM | SYN-DI-TB | no | no | no | loop_checked
SIG-000759 | DI | Motor running feedback 00760 | G-0009 | AREA-08 |  |  | standby | CBL-000380 | 2 | SYN-DI-CHARM | SYN-DI-TB | no | no | no | wired
SIG-000760 | AI | Process temperature 00761 | G-0010 | AREA-01 | RED-000191 | A | duty | CBL-000381 | 1 | SYN-AI-CHARM | SYN-AI-TB | yes | no | no | unwired
SIG-000761 | AI | Suction pressure 00762 | G-0011 | AREA-02 |  |  | standby | CBL-000381 | 2 | SYN-AI-CHARM | SYN-AI-TB | yes | no | no | wired
SIG-000762 | DO | Motor start command 00763 | G-0012 | AREA-03 | RED-000191 | B | duty | CBL-000382 | 1 | SYN-DO-CHARM | SYN-DO-TB | no | yes | no | unwired
SIG-000763 | DO | Solenoid command 00764 | G-0013 | AREA-04 |  |  | standby | CBL-000382 | 2 | SYN-DO-CHARM | SYN-DO-TB | no | yes | no | unwired
SIG-000764 | AI | Process temperature 00765 | G-0014 | AREA-05 | RED-000192 | A | duty | CBL-000383 | 1 | SYN-AI-CHARM | SYN-AI-TB | yes | no | no | unwired
SIG-000765 | AI | Suction pressure 00766 | G-0015 | AREA-06 |  |  | standby | CBL-000383 | 2 | SYN-AI-CHARM | SYN-AI-TB | yes | no | no | unwired
SIG-000766 | AO | Speed reference 00767 | G-0016 | AREA-07 | RED-000192 | B | duty | CBL-000384 | 1 | SYN-AO-CHARM | SYN-AO-TB | yes | yes | yes | wired
SIG-000767 | AO | Pressure setpoint 00768 | G-0017 | AREA-08 |  |  | standby | CBL-000384 | 2 | SYN-AO-CHARM | SYN-AO-TB | yes | yes | yes | unwired
SIG-000768 | DI | Motor running feedback 00769 | G-0018 | AREA-01 | RED-000193 | A | duty | CBL-000385 | 1 | SYN-DI-CHARM | SYN-DI-TB | no | no | no | loop_checked
SIG-000769 | DI | Valve open limit 00770 | G-0019 | AREA-02 |  |  | standby | CBL-000385 | 2 | SYN-DI-CHARM | SYN-DI-TB | no | no | no | unwired
SIG-000770 | DI | High level switch 00771 | G-0020 | AREA-03 | RED-000193 | B | duty | CBL-000386 | 1 | SYN-DI-CHARM | SYN-DI-TB | no | no | no | loop_checked
SIG-000771 | DI | Motor running feedback 00772 | G-0021 | AREA-04 |  |  | standby | CBL-000386 | 2 | SYN-DI-CHARM | SYN-DI-TB | no | no | no | unwired
SIG-000772 | DI | Valve open limit 00773 | G-0022 | AREA-05 | RED-000194 | A | duty | CBL-000387 | 1 | SYN-DI-CHARM | SYN-DI-TB | no | no | no | fat_tested
SIG-000773 | DI | High level switch 00774 | G-0023 | AREA-06 |  |  | standby | CBL-000387 | 2 | SYN-DI-CHARM | SYN-DI-TB | no | no | no | wired
SIG-000774 | AO | Control valve demand 00775 | G-0024 | AREA-07 | RED-000194 | B | duty | CBL-000388 | 1 | SYN-AO-CHARM | SYN-AO-TB | yes | yes | yes | unwired
SIG-000775 | AO | Speed reference 00776 | G-0025 | AREA-08 |  |  | standby | CBL-000388 | 2 | SYN-AO-CHARM | SYN-AO-TB | yes | yes | yes | unwired
SIG-000776 | DO | Alarm reset output 00777 | G-0026 | AREA-01 | RED-000195 | A | duty | CBL-000389 | 1 | SYN-DO-CHARM | SYN-DO-TB | no | yes | no | loop_checked
SIG-000777 | DO | Motor start command 00778 | G-0027 | AREA-02 |  |  | standby | CBL-000389 | 2 | SYN-DO-CHARM | SYN-DO-TB | no | yes | no | wired
SIG-000778 | DI | Valve open limit 00779 | G-0028 | AREA-03 | RED-000195 | B | duty | CBL-000390 | 1 | SYN-DI-CHARM | SYN-DI-TB | no | no | no | unwired
SIG-000779 | DI | High level switch 00780 | G-0029 | AREA-04 |  |  | standby | CBL-000390 | 2 | SYN-DI-CHARM | SYN-DI-TB | no | no | no | unwired
SIG-000780 | DI | Motor running feedback 00781 | G-0030 | AREA-05 | RED-000196 | A | duty | CBL-000391 | 1 | SYN-DI-CHARM | SYN-DI-TB | no | no | no | wired
SIG-000781 | DI | Valve open limit 00782 | G-0031 | AREA-06 |  |  | standby | CBL-000391 | 2 | SYN-DI-CHARM | SYN-DI-TB | no | no | no | wired
SIG-000782 | DO | Alarm reset output 00783 | G-0032 | AREA-07 | RED-000196 | B | duty | CBL-000392 | 1 | SYN-DO-CHARM | SYN-DO-TB | no | yes | no | unwired
SIG-000783 | DO | Motor start command 00784 | G-0033 | AREA-08 |  |  | standby | CBL-000392 | 2 | SYN-DO-CHARM | SYN-DO-TB | no | yes | no | unwired
SIG-000784 | DI | Valve open limit 00785 | G-0034 | AREA-01 | RED-000197 | A | duty | CBL-000393 | 1 | SYN-DI-CHARM | SYN-DI-TB | no | no | no | unwired
SIG-000785 | DI | High level switch 00786 | G-0035 | AREA-02 |  |  | standby | CBL-000393 | 2 | SYN-DI-CHARM | SYN-DI-TB | no | no | no | loop_checked
SIG-000786 | DI | Motor running feedback 00787 | G-0036 | AREA-03 | RED-000197 | B | duty | CBL-000394 | 1 | SYN-DI-CHARM | SYN-DI-TB | no | no | no | unwired
SIG-000787 | DI | Valve open limit 00788 | G-0037 | AREA-04 |  |  | standby | CBL-000394 | 2 | SYN-DI-CHARM | SYN-DI-TB | no | no | no | loop_checked
SIG-000788 | DO | Alarm reset output 00789 | G-0038 | AREA-05 | RED-000198 | A | duty | CBL-000395 | 1 | SYN-DO-CHARM | SYN-DO-TB | no | yes | no | fat_tested
SIG-000789 | DO | Motor start command 00790 | G-0039 | AREA-06 |  |  | standby | CBL-000395 | 2 | SYN-DO-CHARM | SYN-DO-TB | no | yes | no | wired
SIG-000790 | DI | Valve open limit 00791 | G-0040 | AREA-07 | RED-000198 | B | duty | CBL-000396 | 1 | SYN-DI-CHARM | SYN-DI-TB | no | no | no | unwired
SIG-000791 | DI | High level switch 00792 | G-0041 | AREA-08 |  |  | standby | CBL-000396 | 2 | SYN-DI-CHARM | SYN-DI-TB | no | no | no | loop_checked
SIG-000792 | AI | Process temperature 00793 | G-0042 | AREA-01 | RED-000199 | A | duty | CBL-000397 | 1 | SYN-AI-CHARM | SYN-AI-TB | yes | no | no | loop_checked
SIG-000793 | AI | Suction pressure 00794 | G-0043 | AREA-02 |  |  | standby | CBL-000397 | 2 | SYN-AI-CHARM | SYN-AI-TB | yes | no | no | wired
SIG-000794 | DO | Alarm reset output 00795 | G-0044 | AREA-03 | RED-000199 | B | duty | CBL-000398 | 1 | SYN-DO-CHARM | SYN-DO-TB | no | yes | no | unwired
SIG-000795 | DO | Motor start command 00796 | G-0045 | AREA-04 |  |  | standby | CBL-000398 | 2 | SYN-DO-CHARM | SYN-DO-TB | no | yes | no | unwired
SIG-000796 | AI | Process temperature 00797 | G-0046 | AREA-05 | RED-000200 | A | duty | CBL-000399 | 1 | SYN-AI-CHARM | SYN-AI-TB | yes | no | no | unwired
SIG-000797 | AI | Suction pressure 00798 | G-0047 | AREA-06 |  |  | standby | CBL-000399 | 2 | SYN-AI-CHARM | SYN-AI-TB | yes | no | no | wired
SIG-000798 | AI | Tank level 00799 | G-0048 | AREA-07 | RED-000200 | B | duty | CBL-000400 | 1 | SYN-AI-CHARM | SYN-AI-TB | yes | no | no | loop_checked
SIG-000799 | AI | Flow rate 00800 | G-0049 | AREA-08 |  |  | standby | CBL-000400 | 2 | SYN-AI-CHARM | SYN-AI-TB | yes | no | no | wired
SIG-000800 | DI | High level switch 00801 | G-0000 | AREA-01 | RED-000201 | A | duty | CBL-000401 | 1 | SYN-DI-CHARM | SYN-DI-TB | no | no | no | wired
SIG-000801 | DI | Motor running feedback 00802 | G-0001 | AREA-02 |  |  | standby | CBL-000401 | 2 | SYN-DI-CHARM | SYN-DI-TB | no | no | no | unwired
SIG-000802 | DO | Solenoid command 00803 | G-0002 | AREA-03 | RED-000201 | B | duty | CBL-000402 | 1 | SYN-DO-CHARM | SYN-DO-TB | no | yes | no | loop_checked
SIG-000803 | DO | Alarm reset output 00804 | G-0003 | AREA-04 |  |  | standby | CBL-000402 | 2 | SYN-DO-CHARM | SYN-DO-TB | no | yes | no | unwired
SIG-000804 | AI | Process temperature 00805 | G-0004 | AREA-05 | RED-000202 | A | duty | CBL-000403 | 1 | SYN-AI-CHARM | SYN-AI-TB | yes | no | no | unwired
SIG-000805 | AI | Suction pressure 00806 | G-0005 | AREA-06 |  |  | standby | CBL-000403 | 2 | SYN-AI-CHARM | SYN-AI-TB | yes | no | no | unwired
SIG-000806 | AI | Tank level 00807 | G-0006 | AREA-07 | RED-000202 | B | duty | CBL-000404 | 1 | SYN-AI-CHARM | SYN-AI-TB | yes | no | no | wired
SIG-000807 | AI | Flow rate 00808 | G-0007 | AREA-08 |  |  | standby | CBL-000404 | 2 | SYN-AI-CHARM | SYN-AI-TB | yes | no | no | unwired
SIG-000808 | AO | Speed reference 00809 | G-0008 | AREA-01 | RED-000203 | A | duty | CBL-000405 | 1 | SYN-AO-CHARM | SYN-AO-TB | yes | yes | yes | unwired
SIG-000809 | AO | Pressure setpoint 00810 | G-0009 | AREA-02 |  |  | standby | CBL-000405 | 2 | SYN-AO-CHARM | SYN-AO-TB | yes | yes | yes | wired
SIG-000810 | DI | Motor running feedback 00811 | G-0010 | AREA-03 | RED-000203 | B | duty | CBL-000406 | 1 | SYN-DI-CHARM | SYN-DI-TB | no | no | no | unwired
SIG-000811 | DI | Valve open limit 00812 | G-0011 | AREA-04 |  |  | standby | CBL-000406 | 2 | SYN-DI-CHARM | SYN-DI-TB | no | no | no | fat_tested
SIG-000812 | AO | Pressure setpoint 00813 | G-0012 | AREA-05 | RED-000204 | A | duty | CBL-000407 | 1 | SYN-AO-CHARM | SYN-AO-TB | yes | yes | yes | wired
SIG-000813 | AO | Control valve demand 00814 | G-0013 | AREA-06 |  |  | standby | CBL-000407 | 2 | SYN-AO-CHARM | SYN-AO-TB | yes | yes | yes | unwired
SIG-000814 | DO | Solenoid command 00815 | G-0014 | AREA-07 | RED-000204 | B | duty | CBL-000408 | 1 | SYN-DO-CHARM | SYN-DO-TB | no | yes | no | loop_checked
SIG-000815 | DO | Alarm reset output 00816 (Rev B updated) | G-0015 | AREA-08 |  |  | standby | CBL-000408 | 2 | SYN-DO-CHARM | SYN-DO-TB | no | yes | no | wired
SIG-000816 | DO | Motor start command 00817 | G-0016 | AREA-01 | RED-000205 | A | duty | CBL-000409 | 1 | SYN-DO-CHARM | SYN-DO-TB | no | yes | no | unwired
SIG-000817 | DO | Solenoid command 00818 | G-0017 | AREA-02 |  |  | standby | CBL-000409 | 2 | SYN-DO-CHARM | SYN-DO-TB | no | yes | no | unwired
SIG-000818 | DI | High level switch 00819 | G-0018 | AREA-03 | RED-000205 | B | duty | CBL-000410 | 1 | SYN-DI-CHARM | SYN-DI-TB | no | no | no | unwired
SIG-000819 | DI | Motor running feedback 00820 | G-0019 | AREA-04 |  |  | standby | CBL-000410 | 2 | SYN-DI-CHARM | SYN-DI-TB | no | no | no | unwired
SIG-000820 | DI | Valve open limit 00821 | G-0020 | AREA-05 | RED-000206 | A | duty | CBL-000411 | 1 | SYN-DI-CHARM | SYN-DI-TB | no | no | no | unwired
SIG-000821 | DI | High level switch 00822 | G-0021 | AREA-06 |  |  | standby | CBL-000411 | 2 | SYN-DI-CHARM | SYN-DI-TB | no | no | no | unwired
SIG-000822 | DO | Motor start command 00823 | G-0022 | AREA-07 | RED-000206 | B | duty | CBL-000412 | 1 | SYN-DO-CHARM | SYN-DO-TB | no | yes | no | unwired
SIG-000823 | DO | Solenoid command 00824 | G-0023 | AREA-08 |  |  | standby | CBL-000412 | 2 | SYN-DO-CHARM | SYN-DO-TB | no | yes | no | fat_tested
SIG-000824 | DO | Alarm reset output 00825 | G-0024 | AREA-01 | RED-000207 | A | duty | CBL-000413 | 1 | SYN-DO-CHARM | SYN-DO-TB | no | yes | no | unwired
SIG-000825 | DO | Motor start command 00826 | G-0025 | AREA-02 |  |  | standby | CBL-000413 | 2 | SYN-DO-CHARM | SYN-DO-TB | no | yes | no | unwired
SIG-000826 | DO | Solenoid command 00827 | G-0026 | AREA-03 | RED-000207 | B | duty | CBL-000414 | 1 | SYN-DO-CHARM | SYN-DO-TB | no | yes | no | wired
SIG-000827 | DO | Alarm reset output 00828 | G-0027 | AREA-04 |  |  | standby | CBL-000414 | 2 | SYN-DO-CHARM | SYN-DO-TB | no | yes | no | unwired
SIG-000828 | DI | Motor running feedback 00829 | G-0028 | AREA-05 | RED-000208 | A | duty | CBL-000415 | 1 | SYN-DI-CHARM | SYN-DI-TB | no | no | no | wired
SIG-000829 | DI | Valve open limit 00830 | G-0029 | AREA-06 |  |  | standby | CBL-000415 | 2 | SYN-DI-CHARM | SYN-DI-TB | no | no | no | loop_checked
SIG-000830 | DO | Alarm reset output 00831 | G-0030 | AREA-07 | RED-000208 | B | duty | CBL-000416 | 1 | SYN-DO-CHARM | SYN-DO-TB | no | yes | no | wired
SIG-000831 | DO | Motor start command 00832 (Rev B updated) | G-0031 | AREA-08 |  |  | standby | CBL-000416 | 2 | SYN-DO-CHARM | SYN-DO-TB | no | yes | no | wired
SIG-000832 | DI | Valve open limit 00833 | G-0032 | AREA-01 | RED-000209 | A | duty | CBL-000417 | 1 | SYN-DI-CHARM | SYN-DI-TB | no | no | no | unwired
SIG-000833 | DI | High level switch 00834 | G-0033 | AREA-02 |  |  | standby | CBL-000417 | 2 | SYN-DI-CHARM | SYN-DI-TB | no | no | no | loop_checked
SIG-000834 | AI | Tank level 00835 | G-0034 | AREA-03 | RED-000209 | B | duty | CBL-000418 | 1 | SYN-AI-CHARM | SYN-AI-TB | yes | no | no | unwired
SIG-000835 | AI | Flow rate 00836 | G-0035 | AREA-04 |  |  | standby | CBL-000418 | 2 | SYN-AI-CHARM | SYN-AI-TB | yes | no | no | unwired
SIG-000836 | DO | Alarm reset output 00837 | G-0036 | AREA-05 | RED-000210 | A | duty | CBL-000419 | 1 | SYN-DO-CHARM | SYN-DO-TB | no | yes | no | wired
SIG-000837 | DO | Motor start command 00838 | G-0037 | AREA-06 |  |  | standby | CBL-000419 | 2 | SYN-DO-CHARM | SYN-DO-TB | no | yes | no | unwired
SIG-000838 | DI | Valve open limit 00839 | G-0038 | AREA-07 | RED-000210 | B | duty | CBL-000420 | 1 | SYN-DI-CHARM | SYN-DI-TB | no | no | no | unwired
SIG-000839 | DI | High level switch 00840 | G-0039 | AREA-08 |  |  | standby | CBL-000420 | 2 | SYN-DI-CHARM | SYN-DI-TB | no | no | no | wired
SIG-000840 | AI | Process temperature 00841 | G-0040 | AREA-01 | RED-000211 | A | duty | CBL-000421 | 1 | SYN-AI-CHARM | SYN-AI-TB | yes | no | no | wired
SIG-000841 | AI | Suction pressure 00842 | G-0041 | AREA-02 |  |  | standby | CBL-000421 | 2 | SYN-AI-CHARM | SYN-AI-TB | yes | no | no | wired
SIG-000842 | DI | High level switch 00843 | G-0042 | AREA-03 | RED-000211 | B | duty | CBL-000422 | 1 | SYN-DI-CHARM | SYN-DI-TB | no | no | no | wired
SIG-000843 | DI | Motor running feedback 00844 | G-0043 | AREA-04 |  |  | standby | CBL-000422 | 2 | SYN-DI-CHARM | SYN-DI-TB | no | no | no | loop_checked
SIG-000844 | DI | Valve open limit 00845 | G-0044 | AREA-05 | RED-000212 | A | duty | CBL-000423 | 1 | SYN-DI-CHARM | SYN-DI-TB | no | no | no | unwired
SIG-000845 | DI | High level switch 00846 | G-0045 | AREA-06 |  |  | standby | CBL-000423 | 2 | SYN-DI-CHARM | SYN-DI-TB | no | no | no | unwired
SIG-000846 | DI | Motor running feedback 00847 | G-0046 | AREA-07 | RED-000212 | B | duty | CBL-000424 | 1 | SYN-DI-CHARM | SYN-DI-TB | no | no | no | unwired
SIG-000847 | DI | Valve open limit 00848 | G-0047 | AREA-08 |  |  | standby | CBL-000424 | 2 | SYN-DI-CHARM | SYN-DI-TB | no | no | no | unwired
SIG-000848 | DI | High level switch 00849 | G-0048 | AREA-01 | RED-000213 | A | duty | CBL-000425 | 1 | SYN-DI-CHARM | SYN-DI-TB | no | no | no | unwired
SIG-000849 | DI | Motor running feedback 00850 | G-0049 | AREA-02 |  |  | standby | CBL-000425 | 2 | SYN-DI-CHARM | SYN-DI-TB | no | no | no | loop_checked
SIG-000850 | AI | Tank level 00851 | G-0000 | AREA-03 | RED-000213 | B | duty | CBL-000426 | 1 | SYN-AI-CHARM | SYN-AI-TB | yes | no | no | wired
SIG-000851 | AI | Flow rate 00852 | G-0001 | AREA-04 |  |  | standby | CBL-000426 | 2 | SYN-AI-CHARM | SYN-AI-TB | yes | no | no | unwired
SIG-000852 | DI | Motor running feedback 00853 | G-0002 | AREA-05 | RED-000214 | A | duty | CBL-000427 | 1 | SYN-DI-CHARM | SYN-DI-TB | no | no | no | wired
SIG-000853 | DI | Valve open limit 00854 | G-0003 | AREA-06 |  |  | standby | CBL-000427 | 2 | SYN-DI-CHARM | SYN-DI-TB | no | no | no | wired
SIG-000854 | AO | Pressure setpoint 00855 | G-0004 | AREA-07 | RED-000214 | B | duty | CBL-000428 | 1 | SYN-AO-CHARM | SYN-AO-TB | yes | yes | yes | unwired
SIG-000855 | AO | Control valve demand 00856 | G-0005 | AREA-08 |  |  | standby | CBL-000428 | 2 | SYN-AO-CHARM | SYN-AO-TB | yes | yes | yes | unwired
SIG-000856 | DI | Valve open limit 00857 | G-0006 | AREA-01 | RED-000215 | A | duty | CBL-000429 | 1 | SYN-DI-CHARM | SYN-DI-TB | no | no | no | unwired
SIG-000857 | DI | High level switch 00858 | G-0007 | AREA-02 |  |  | standby | CBL-000429 | 2 | SYN-DI-CHARM | SYN-DI-TB | no | no | no | unwired
SIG-000858 | DI | Motor running feedback 00859 | G-0008 | AREA-03 | RED-000215 | B | duty | CBL-000430 | 1 | SYN-DI-CHARM | SYN-DI-TB | no | no | no | unwired
SIG-000859 | DI | Valve open limit 00860 | G-0009 | AREA-04 |  |  | standby | CBL-000430 | 2 | SYN-DI-CHARM | SYN-DI-TB | no | no | no | wired
SIG-000860 | DO | Alarm reset output 00861 | G-0010 | AREA-05 | RED-000216 | A | duty | CBL-000431 | 1 | SYN-DO-CHARM | SYN-DO-TB | no | yes | no | unwired
SIG-000861 | DO | Motor start command 00862 | G-0011 | AREA-06 |  |  | standby | CBL-000431 | 2 | SYN-DO-CHARM | SYN-DO-TB | no | yes | no | unwired
SIG-000862 | AO | Speed reference 00863 | G-0012 | AREA-07 | RED-000216 | B | duty | CBL-000432 | 1 | SYN-AO-CHARM | SYN-AO-TB | yes | yes | yes | loop_checked
SIG-000863 | AO | Pressure setpoint 00864 | G-0013 | AREA-08 |  |  | standby | CBL-000432 | 2 | SYN-AO-CHARM | SYN-AO-TB | yes | yes | yes | wired
SIG-000864 | DI | Motor running feedback 00865 | G-0014 | AREA-01 | RED-000217 | A | duty | CBL-000433 | 1 | SYN-DI-CHARM | SYN-DI-TB | no | no | no | unwired
SIG-000865 | DI | Valve open limit 00866 | G-0015 | AREA-02 |  |  | standby | CBL-000433 | 2 | SYN-DI-CHARM | SYN-DI-TB | no | no | no | wired
SIG-000866 | AO | Pressure setpoint 00867 | G-0016 | AREA-03 | RED-000217 | B | duty | CBL-000434 | 1 | SYN-AO-CHARM | SYN-AO-TB | yes | yes | yes | unwired
SIG-000867 | AO | Control valve demand 00868 | G-0017 | AREA-04 |  |  | standby | CBL-000434 | 2 | SYN-AO-CHARM | SYN-AO-TB | yes | yes | yes | wired
SIG-000868 | DI | Valve open limit 00869 | G-0018 | AREA-05 | RED-000218 | A | duty | CBL-000435 | 1 | SYN-DI-CHARM | SYN-DI-TB | no | no | no | unwired
SIG-000869 | DI | High level switch 00870 | G-0019 | AREA-06 |  |  | standby | CBL-000435 | 2 | SYN-DI-CHARM | SYN-DI-TB | no | no | no | unwired
SIG-000870 | DI | Motor running feedback 00871 | G-0020 | AREA-07 | RED-000218 | B | duty | CBL-000436 | 1 | SYN-DI-CHARM | SYN-DI-TB | no | no | no | wired
SIG-000871 | DI | Valve open limit 00872 | G-0021 | AREA-08 |  |  | standby | CBL-000436 | 2 | SYN-DI-CHARM | SYN-DI-TB | no | no | no | unwired
SIG-000872 | AI | Process temperature 00873 | G-0022 | AREA-01 | RED-000219 | A | duty | CBL-000437 | 1 | SYN-AI-CHARM | SYN-AI-TB | yes | no | no | wired
SIG-000873 | AI | Suction pressure 00874 | G-0023 | AREA-02 |  |  | standby | CBL-000437 | 2 | SYN-AI-CHARM | SYN-AI-TB | yes | no | no | wired
SIG-000874 | AI | Tank level 00875 | G-0024 | AREA-03 | RED-000219 | B | duty | CBL-000438 | 1 | SYN-AI-CHARM | SYN-AI-TB | yes | no | no | wired
SIG-000875 | AI | Flow rate 00876 | G-0025 | AREA-04 |  |  | standby | CBL-000438 | 2 | SYN-AI-CHARM | SYN-AI-TB | yes | no | no | wired
SIG-000876 | AO | Control valve demand 00877 | G-0026 | AREA-05 | RED-000220 | A | duty | CBL-000439 | 1 | SYN-AO-CHARM | SYN-AO-TB | yes | yes | yes | wired
SIG-000877 | AO | Speed reference 00878 | G-0027 | AREA-06 |  |  | standby | CBL-000439 | 2 | SYN-AO-CHARM | SYN-AO-TB | yes | yes | yes | loop_checked
SIG-000878 | DI | High level switch 00879 | G-0028 | AREA-07 | RED-000220 | B | duty | CBL-000440 | 1 | SYN-DI-CHARM | SYN-DI-TB | no | no | no | loop_checked
SIG-000879 | DI | Motor running feedback 00880 | G-0029 | AREA-08 |  |  | standby | CBL-000440 | 2 | SYN-DI-CHARM | SYN-DI-TB | no | no | no | fat_tested
SIG-000880 | AI | Process temperature 00881 | G-0030 | AREA-01 | RED-000221 | A | duty | CBL-000441 | 1 | SYN-AI-CHARM | SYN-AI-TB | yes | no | no | unwired
SIG-000881 | AI | Suction pressure 00882 | G-0031 | AREA-02 |  |  | standby | CBL-000441 | 2 | SYN-AI-CHARM | SYN-AI-TB | yes | no | no | loop_checked
SIG-000882 | DI | Motor running feedback 00883 | G-0032 | AREA-03 | RED-000221 | B | duty | CBL-000442 | 1 | SYN-DI-CHARM | SYN-DI-TB | no | no | no | wired
SIG-000883 | DI | Valve open limit 00884 | G-0033 | AREA-04 |  |  | standby | CBL-000442 | 2 | SYN-DI-CHARM | SYN-DI-TB | no | no | no | loop_checked
SIG-000884 | DI | High level switch 00885 | G-0034 | AREA-05 | RED-000222 | A | duty | CBL-000443 | 1 | SYN-DI-CHARM | SYN-DI-TB | no | no | no | unwired
SIG-000885 | DI | Motor running feedback 00886 | G-0035 | AREA-06 |  |  | standby | CBL-000443 | 2 | SYN-DI-CHARM | SYN-DI-TB | no | no | no | wired
SIG-000886 | DI | Valve open limit 00887 | G-0036 | AREA-07 | RED-000222 | B | duty | CBL-000444 | 1 | SYN-DI-CHARM | SYN-DI-TB | no | no | no | unwired
SIG-000887 | DI | High level switch 00888 | G-0037 | AREA-08 |  |  | standby | CBL-000444 | 2 | SYN-DI-CHARM | SYN-DI-TB | no | no | no | unwired
SIG-000888 | AI | Process temperature 00889 | G-0038 | AREA-01 | RED-000223 | A | duty | CBL-000445 | 1 | SYN-AI-CHARM | SYN-AI-TB | yes | no | no | unwired
SIG-000889 | AI | Suction pressure 00890 | G-0039 | AREA-02 |  |  | standby | CBL-000445 | 2 | SYN-AI-CHARM | SYN-AI-TB | yes | no | no | unwired
SIG-000890 | DO | Alarm reset output 00891 | G-0040 | AREA-03 | RED-000223 | B | duty | CBL-000446 | 1 | SYN-DO-CHARM | SYN-DO-TB | no | yes | no | wired
SIG-000891 | DO | Motor start command 00892 | G-0041 | AREA-04 |  |  | standby | CBL-000446 | 2 | SYN-DO-CHARM | SYN-DO-TB | no | yes | no | loop_checked
SIG-000892 | AO | Speed reference 00893 | G-0042 | AREA-05 | RED-000224 | A | duty | CBL-000447 | 1 | SYN-AO-CHARM | SYN-AO-TB | yes | yes | yes | wired
SIG-000893 | AO | Pressure setpoint 00894 | G-0043 | AREA-06 |  |  | standby | CBL-000447 | 2 | SYN-AO-CHARM | SYN-AO-TB | yes | yes | yes | unwired
SIG-000894 | DI | Motor running feedback 00895 | G-0044 | AREA-07 | RED-000224 | B | duty | CBL-000448 | 1 | SYN-DI-CHARM | SYN-DI-TB | no | no | no | unwired
SIG-000895 | DI | Valve open limit 00896 | G-0045 | AREA-08 |  |  | standby | CBL-000448 | 2 | SYN-DI-CHARM | SYN-DI-TB | no | no | no | unwired
SIG-000896 | DO | Alarm reset output 00897 | G-0046 | AREA-01 | RED-000225 | A | duty | CBL-000449 | 1 | SYN-DO-CHARM | SYN-DO-TB | no | yes | no | unwired
SIG-000897 | DO | Motor start command 00898 | G-0047 | AREA-02 |  |  | standby | CBL-000449 | 2 | SYN-DO-CHARM | SYN-DO-TB | no | yes | no | wired
SIG-000898 | DI | Valve open limit 00899 | G-0048 | AREA-03 | RED-000225 | B | duty | CBL-000450 | 1 | SYN-DI-CHARM | SYN-DI-TB | no | no | no | loop_checked
SIG-000899 | DI | High level switch 00900 | G-0049 | AREA-04 |  |  | standby | CBL-000450 | 2 | SYN-DI-CHARM | SYN-DI-TB | no | no | no | unwired
SIG-000900 | AI | Process temperature 00901 | G-0000 | AREA-05 | RED-000226 | A | duty | CBL-000451 | 1 | SYN-AI-CHARM | SYN-AI-TB | yes | no | no | wired
SIG-000901 | AI | Suction pressure 00902 | G-0001 | AREA-06 |  |  | standby | CBL-000451 | 2 | SYN-AI-CHARM | SYN-AI-TB | yes | no | no | unwired
SIG-000902 | AI | Tank level 00903 | G-0002 | AREA-07 | RED-000226 | B | duty | CBL-000452 | 1 | SYN-AI-CHARM | SYN-AI-TB | yes | no | no | wired
SIG-000903 | AI | Flow rate 00904 | G-0003 | AREA-08 |  |  | standby | CBL-000452 | 2 | SYN-AI-CHARM | SYN-AI-TB | yes | no | no | unwired
SIG-000904 | AI | Process temperature 00905 | G-0004 | AREA-01 | RED-000227 | A | duty | CBL-000453 | 1 | SYN-AI-CHARM | SYN-AI-TB | yes | no | no | unwired
SIG-000905 | AI | Suction pressure 00906 | G-0005 | AREA-02 |  |  | standby | CBL-000453 | 2 | SYN-AI-CHARM | SYN-AI-TB | yes | no | no | unwired
SIG-000906 | DO | Motor start command 00907 | G-0006 | AREA-03 | RED-000227 | B | duty | CBL-000454 | 1 | SYN-DO-CHARM | SYN-DO-TB | no | yes | no | unwired
SIG-000907 | DO | Solenoid command 00908 | G-0007 | AREA-04 |  |  | standby | CBL-000454 | 2 | SYN-DO-CHARM | SYN-DO-TB | no | yes | no | wired
SIG-000908 | AI | Process temperature 00909 | G-0008 | AREA-05 | RED-000228 | A | duty | CBL-000455 | 1 | SYN-AI-CHARM | SYN-AI-TB | yes | no | no | wired
SIG-000909 | AI | Suction pressure 00910 | G-0009 | AREA-06 |  |  | standby | CBL-000455 | 2 | SYN-AI-CHARM | SYN-AI-TB | yes | no | no | unwired
SIG-000910 | DI | Valve open limit 00911 | G-0010 | AREA-07 | RED-000228 | B | duty | CBL-000456 | 1 | SYN-DI-CHARM | SYN-DI-TB | no | no | no | unwired
SIG-000911 | DI | High level switch 00912 | G-0011 | AREA-08 |  |  | standby | CBL-000456 | 2 | SYN-DI-CHARM | SYN-DI-TB | no | no | no | wired
SIG-000912 | DO | Motor start command 00913 | G-0012 | AREA-01 | RED-000229 | A | duty | CBL-000457 | 1 | SYN-DO-CHARM | SYN-DO-TB | no | yes | no | unwired
SIG-000913 | DO | Solenoid command 00914 | G-0013 | AREA-02 |  |  | standby | CBL-000457 | 2 | SYN-DO-CHARM | SYN-DO-TB | no | yes | no | wired
SIG-000914 | DI | High level switch 00915 | G-0014 | AREA-03 | RED-000229 | B | duty | CBL-000458 | 1 | SYN-DI-CHARM | SYN-DI-TB | no | no | no | unwired
SIG-000915 | DI | Motor running feedback 00916 | G-0015 | AREA-04 |  |  | standby | CBL-000458 | 2 | SYN-DI-CHARM | SYN-DI-TB | no | no | no | unwired
SIG-000916 | AO | Speed reference 00917 | G-0016 | AREA-05 | RED-000230 | A | duty | CBL-000459 | 1 | SYN-AO-CHARM | SYN-AO-TB | yes | yes | yes | unwired
SIG-000917 | AO | Pressure setpoint 00918 | G-0017 | AREA-06 |  |  | standby | CBL-000459 | 2 | SYN-AO-CHARM | SYN-AO-TB | yes | yes | yes | unwired
SIG-000918 | AI | Tank level 00919 | G-0018 | AREA-07 | RED-000230 | B | duty | CBL-000460 | 1 | SYN-AI-CHARM | SYN-AI-TB | yes | no | no | unwired
SIG-000919 | AI | Flow rate 00920 | G-0019 | AREA-08 |  |  | standby | CBL-000460 | 2 | SYN-AI-CHARM | SYN-AI-TB | yes | no | no | wired
SIG-000920 | DO | Alarm reset output 00921 | G-0020 | AREA-01 | RED-000231 | A | duty | CBL-000461 | 1 | SYN-DO-CHARM | SYN-DO-TB | no | yes | no | fat_tested
SIG-000921 | DO | Motor start command 00922 | G-0021 | AREA-02 |  |  | standby | CBL-000461 | 2 | SYN-DO-CHARM | SYN-DO-TB | no | yes | no | unwired
SIG-000922 | DO | Solenoid command 00923 | G-0022 | AREA-03 | RED-000231 | B | duty | CBL-000462 | 1 | SYN-DO-CHARM | SYN-DO-TB | no | yes | no | unwired
SIG-000923 | DO | Alarm reset output 00924 | G-0023 | AREA-04 |  |  | standby | CBL-000462 | 2 | SYN-DO-CHARM | SYN-DO-TB | no | yes | no | unwired
SIG-000924 | DI | Motor running feedback 00925 | G-0024 | AREA-05 | RED-000232 | A | duty | CBL-000463 | 1 | SYN-DI-CHARM | SYN-DI-TB | no | no | no | unwired
SIG-000925 | DI | Valve open limit 00926 | G-0025 | AREA-06 |  |  | standby | CBL-000463 | 2 | SYN-DI-CHARM | SYN-DI-TB | no | no | no | wired
SIG-000926 | DO | Alarm reset output 00927 | G-0026 | AREA-07 | RED-000232 | B | duty | CBL-000464 | 1 | SYN-DO-CHARM | SYN-DO-TB | no | yes | no | wired
SIG-000927 | DO | Motor start command 00928 | G-0027 | AREA-08 |  |  | standby | CBL-000464 | 2 | SYN-DO-CHARM | SYN-DO-TB | no | yes | no | loop_checked
SIG-000928 | AI | Process temperature 00929 | G-0028 | AREA-01 | RED-000233 | A | duty | CBL-000465 | 1 | SYN-AI-CHARM | SYN-AI-TB | yes | no | no | unwired
SIG-000929 | AI | Suction pressure 00930 | G-0029 | AREA-02 |  |  | standby | CBL-000465 | 2 | SYN-AI-CHARM | SYN-AI-TB | yes | no | no | unwired
SIG-000930 | DO | Motor start command 00931 | G-0030 | AREA-03 | RED-000233 | B | duty | CBL-000466 | 1 | SYN-DO-CHARM | SYN-DO-TB | no | yes | no | unwired
SIG-000931 | DO | Solenoid command 00932 | G-0031 | AREA-04 |  |  | standby | CBL-000466 | 2 | SYN-DO-CHARM | SYN-DO-TB | no | yes | no | unwired
SIG-000932 | DI | High level switch 00933 | G-0032 | AREA-05 | RED-000234 | A | duty | CBL-000467 | 1 | SYN-DI-CHARM | SYN-DI-TB | no | no | no | unwired
SIG-000933 | DI | Motor running feedback 00934 | G-0033 | AREA-06 |  |  | standby | CBL-000467 | 2 | SYN-DI-CHARM | SYN-DI-TB | no | no | no | wired
SIG-000934 | DI | Valve open limit 00935 | G-0034 | AREA-07 | RED-000234 | B | duty | CBL-000468 | 1 | SYN-DI-CHARM | SYN-DI-TB | no | no | no | wired
SIG-000935 | DI | High level switch 00936 | G-0035 | AREA-08 |  |  | standby | CBL-000468 | 2 | SYN-DI-CHARM | SYN-DI-TB | no | no | no | unwired
SIG-000936 | AO | Control valve demand 00937 | G-0036 | AREA-01 | RED-000235 | A | duty | CBL-000469 | 1 | SYN-AO-CHARM | SYN-AO-TB | yes | yes | yes | unwired
SIG-000937 | AO | Speed reference 00938 | G-0037 | AREA-02 |  |  | standby | CBL-000469 | 2 | SYN-AO-CHARM | SYN-AO-TB | yes | yes | yes | loop_checked
SIG-000938 | DO | Alarm reset output 00939 | G-0038 | AREA-03 | RED-000235 | B | duty | CBL-000470 | 1 | SYN-DO-CHARM | SYN-DO-TB | no | yes | no | loop_checked
SIG-000939 | DO | Motor start command 00940 | G-0039 | AREA-04 |  |  | standby | CBL-000470 | 2 | SYN-DO-CHARM | SYN-DO-TB | no | yes | no | fat_tested
SIG-000940 | AI | Process temperature 00941 | G-0040 | AREA-05 | RED-000236 | A | duty | CBL-000471 | 1 | SYN-AI-CHARM | SYN-AI-TB | yes | no | no | unwired
SIG-000941 | AI | Suction pressure 00942 | G-0041 | AREA-06 |  |  | standby | CBL-000471 | 2 | SYN-AI-CHARM | SYN-AI-TB | yes | no | no | wired
SIG-000942 | AI | Tank level 00943 | G-0042 | AREA-07 | RED-000236 | B | duty | CBL-000472 | 1 | SYN-AI-CHARM | SYN-AI-TB | yes | no | no | unwired
SIG-000943 | AI | Flow rate 00944 | G-0043 | AREA-08 |  |  | standby | CBL-000472 | 2 | SYN-AI-CHARM | SYN-AI-TB | yes | no | no | wired
SIG-000944 | DO | Alarm reset output 00945 | G-0044 | AREA-01 | RED-000237 | A | duty | CBL-000473 | 1 | SYN-DO-CHARM | SYN-DO-TB | no | yes | no | unwired
SIG-000945 | DO | Motor start command 00946 | G-0045 | AREA-02 |  |  | standby | CBL-000473 | 2 | SYN-DO-CHARM | SYN-DO-TB | no | yes | no | unwired
SIG-000946 | AI | Tank level 00947 | G-0046 | AREA-03 | RED-000237 | B | duty | CBL-000474 | 1 | SYN-AI-CHARM | SYN-AI-TB | yes | no | no | unwired
SIG-000947 | AI | Flow rate 00948 | G-0047 | AREA-04 |  |  | standby | CBL-000474 | 2 | SYN-AI-CHARM | SYN-AI-TB | yes | no | no | unwired
SIG-000948 | AO | Control valve demand 00949 | G-0048 | AREA-05 | RED-000238 | A | duty | CBL-000475 | 1 | SYN-AO-CHARM | SYN-AO-TB | yes | yes | yes | wired
SIG-000949 | AO | Speed reference 00950 | G-0049 | AREA-06 |  |  | standby | CBL-000475 | 2 | SYN-AO-CHARM | SYN-AO-TB | yes | yes | yes | unwired
SIG-000950 | DI | High level switch 00951 | G-0000 | AREA-07 | RED-000238 | B | duty | CBL-000476 | 1 | SYN-DI-CHARM | SYN-DI-TB | no | no | no | unwired
SIG-000951 | DI | Motor running feedback 00952 | G-0001 | AREA-08 |  |  | standby | CBL-000476 | 2 | SYN-DI-CHARM | SYN-DI-TB | no | no | no | unwired
SIG-000952 | AI | Process temperature 00953 | G-0002 | AREA-01 | RED-000239 | A | duty | CBL-000477 | 1 | SYN-AI-CHARM | SYN-AI-TB | yes | no | no | wired
SIG-000953 | AI | Suction pressure 00954 | G-0003 | AREA-02 |  |  | standby | CBL-000477 | 2 | SYN-AI-CHARM | SYN-AI-TB | yes | no | no | wired
SIG-000954 | DI | Motor running feedback 00955 | G-0004 | AREA-03 | RED-000239 | B | duty | CBL-000478 | 1 | SYN-DI-CHARM | SYN-DI-TB | no | no | no | unwired
SIG-000955 | DI | Valve open limit 00956 | G-0005 | AREA-04 |  |  | standby | CBL-000478 | 2 | SYN-DI-CHARM | SYN-DI-TB | no | no | no | wired
SIG-000956 | AI | Process temperature 00957 | G-0006 | AREA-05 | RED-000240 | A | duty | CBL-000479 | 1 | SYN-AI-CHARM | SYN-AI-TB | yes | no | no | unwired
SIG-000957 | AI | Suction pressure 00958 | G-0007 | AREA-06 |  |  | standby | CBL-000479 | 2 | SYN-AI-CHARM | SYN-AI-TB | yes | no | no | unwired
SIG-000958 | AO | Speed reference 00959 | G-0008 | AREA-07 | RED-000240 | B | duty | CBL-000480 | 1 | SYN-AO-CHARM | SYN-AO-TB | yes | yes | yes | wired
SIG-000959 | AO | Pressure setpoint 00960 | G-0009 | AREA-08 |  |  | standby | CBL-000480 | 2 | SYN-AO-CHARM | SYN-AO-TB | yes | yes | yes | wired
SIG-000961 | DI | Valve open limit 00962 | G-0011 | AREA-02 |  |  | standby | CBL-000481 | 2 | SYN-DI-CHARM | SYN-DI-TB | no | no | no | unwired
SIG-000962 | DI | High level switch 00963 | G-0012 | AREA-03 | RED-000241 | B | duty | CBL-000482 | 1 | SYN-DI-CHARM | SYN-DI-TB | no | no | no | unwired
SIG-000963 | DI | Motor running feedback 00964 | G-0013 | AREA-04 |  |  | standby | CBL-000482 | 2 | SYN-DI-CHARM | SYN-DI-TB | no | no | no | wired
SIG-000964 | AI | Process temperature 00965 | G-0014 | AREA-05 | RED-000242 | A | duty | CBL-000483 | 1 | SYN-AI-CHARM | SYN-AI-TB | yes | no | no | unwired
SIG-000965 | AI | Suction pressure 00966 | G-0015 | AREA-06 |  |  | standby | CBL-000483 | 2 | SYN-AI-CHARM | SYN-AI-TB | yes | no | no | fat_tested
SIG-000966 | AI | Tank level 00967 | G-0016 | AREA-07 | RED-000242 | B | duty | CBL-000484 | 1 | SYN-AI-CHARM | SYN-AI-TB | yes | no | no | unwired
SIG-000967 | AI | Flow rate 00968 | G-0017 | AREA-08 |  |  | standby | CBL-000484 | 2 | SYN-AI-CHARM | SYN-AI-TB | yes | no | no | unwired
SIG-000968 | AI | Process temperature 00969 | G-0018 | AREA-01 | RED-000243 | A | duty | CBL-000485 | 1 | SYN-AI-CHARM | SYN-AI-TB | yes | no | no | fat_tested
SIG-000969 | AI | Suction pressure 00970 | G-0019 | AREA-02 |  |  | standby | CBL-000485 | 2 | SYN-AI-CHARM | SYN-AI-TB | yes | no | no | wired
SIG-000970 | AI | Tank level 00971 | G-0020 | AREA-03 | RED-000243 | B | duty | CBL-000486 | 1 | SYN-AI-CHARM | SYN-AI-TB | yes | no | no | unwired
SIG-000971 | AI | Flow rate 00972 | G-0021 | AREA-04 |  |  | standby | CBL-000486 | 2 | SYN-AI-CHARM | SYN-AI-TB | yes | no | no | unwired
SIG-000972 | DO | Motor start command 00973 | G-0022 | AREA-05 | RED-000244 | A | duty | CBL-000487 | 1 | SYN-DO-CHARM | SYN-DO-TB | no | yes | no | wired
SIG-000973 | DO | Solenoid command 00974 | G-0023 | AREA-06 |  |  | standby | CBL-000487 | 2 | SYN-DO-CHARM | SYN-DO-TB | no | yes | no | unwired
SIG-000974 | DI | High level switch 00975 | G-0024 | AREA-07 | RED-000244 | B | duty | CBL-000488 | 1 | SYN-DI-CHARM | SYN-DI-TB | no | no | no | wired
SIG-000975 | DI | Motor running feedback 00976 | G-0025 | AREA-08 |  |  | standby | CBL-000488 | 2 | SYN-DI-CHARM | SYN-DI-TB | no | no | no | unwired
SIG-000976 | AO | Speed reference 00977 | G-0026 | AREA-01 | RED-000245 | A | duty | CBL-000489 | 1 | SYN-AO-CHARM | SYN-AO-TB | yes | yes | yes | unwired
SIG-000977 | AO | Pressure setpoint 00978 | G-0027 | AREA-02 |  |  | standby | CBL-000489 | 2 | SYN-AO-CHARM | SYN-AO-TB | yes | yes | yes | unwired
SIG-000978 | DI | Motor running feedback 00979 | G-0028 | AREA-03 | RED-000245 | B | duty | CBL-000490 | 1 | SYN-DI-CHARM | SYN-DI-TB | no | no | no | wired
SIG-000979 | DI | Valve open limit 00980 | G-0029 | AREA-04 |  |  | standby | CBL-000490 | 2 | SYN-DI-CHARM | SYN-DI-TB | no | no | no | unwired
SIG-000980 | AI | Process temperature 00981 | G-0030 | AREA-05 | RED-000246 | A | duty | CBL-000491 | 1 | SYN-AI-CHARM | SYN-AI-TB | yes | no | no | fat_tested
SIG-000981 | AI | Suction pressure 00982 | G-0031 | AREA-06 |  |  | standby | CBL-000491 | 2 | SYN-AI-CHARM | SYN-AI-TB | yes | no | no | fat_tested
SIG-000982 | AI | Tank level 00983 | G-0032 | AREA-07 | RED-000246 | B | duty | CBL-000492 | 1 | SYN-AI-CHARM | SYN-AI-TB | yes | no | no | loop_checked
SIG-000983 | AI | Flow rate 00984 | G-0033 | AREA-08 |  |  | standby | CBL-000492 | 2 | SYN-AI-CHARM | SYN-AI-TB | yes | no | no | unwired
SIG-000984 | AO | Control valve demand 00985 | G-0034 | AREA-01 | RED-000247 | A | duty | CBL-000493 | 1 | SYN-AO-CHARM | SYN-AO-TB | yes | yes | yes | unwired
SIG-000985 | AO | Speed reference 00986 | G-0035 | AREA-02 |  |  | standby | CBL-000493 | 2 | SYN-AO-CHARM | SYN-AO-TB | yes | yes | yes | wired
SIG-000986 | DI | High level switch 00987 | G-0036 | AREA-03 | RED-000247 | B | duty | CBL-000494 | 1 | SYN-DI-CHARM | SYN-DI-TB | no | no | no | loop_checked
SIG-000987 | DI | Motor running feedback 00988 | G-0037 | AREA-04 |  |  | standby | CBL-000494 | 2 | SYN-DI-CHARM | SYN-DI-TB | no | no | no | wired
SIG-000988 | DO | Solenoid command 00989 | G-0038 | AREA-05 | RED-000248 | A | duty | CBL-000495 | 1 | SYN-DO-CHARM | SYN-DO-TB | no | yes | no | wired
SIG-000989 | DO | Alarm reset output 00990 | G-0039 | AREA-06 |  |  | standby | CBL-000495 | 2 | SYN-DO-CHARM | SYN-DO-TB | no | yes | no | loop_checked
SIG-000990 | AI | Tank level 00991 | G-0040 | AREA-07 | RED-000248 | B | duty | CBL-000496 | 1 | SYN-AI-CHARM | SYN-AI-TB | yes | no | no | wired
SIG-000991 | AI | Flow rate 00992 | G-0041 | AREA-08 |  |  | standby | CBL-000496 | 2 | SYN-AI-CHARM | SYN-AI-TB | yes | no | no | unwired
SIG-000992 | DI | High level switch 00993 | G-0042 | AREA-01 | RED-000249 | A | duty | CBL-000497 | 1 | SYN-DI-CHARM | SYN-DI-TB | no | no | no | wired
SIG-000993 | DI | Motor running feedback 00994 | G-0043 | AREA-02 |  |  | standby | CBL-000497 | 2 | SYN-DI-CHARM | SYN-DI-TB | no | no | no | unwired
SIG-000994 | AI | Tank level 00995 | G-0044 | AREA-03 | RED-000249 | B | duty | CBL-000498 | 1 | SYN-AI-CHARM | SYN-AI-TB | yes | no | no | wired
SIG-000995 | AI | Flow rate 00996 | G-0045 | AREA-04 |  |  | standby | CBL-000498 | 2 | SYN-AI-CHARM | SYN-AI-TB | yes | no | no | wired
SIG-000996 | AI | Process temperature 00997 | G-0046 | AREA-05 | RED-000250 | A | duty | CBL-000499 | 1 | SYN-AI-CHARM | SYN-AI-TB | yes | no | no | unwired
SIG-000997 | AI | Suction pressure 00998 | G-0047 | AREA-06 |  |  | standby | CBL-000499 | 2 | SYN-AI-CHARM | SYN-AI-TB | yes | no | no | wired
SIG-000998 | DI | High level switch 00999 | G-0048 | AREA-07 | RED-000250 | B | duty | CBL-000500 | 1 | SYN-DI-CHARM | SYN-DI-TB | no | no | no | wired
SIG-000999 | DI | Motor running feedback 01000 | G-0049 | AREA-08 |  |  | standby | CBL-000500 | 2 | SYN-DI-CHARM | SYN-DI-TB | no | no | no | unwired
REV-B-ADD-01-00001 | DO | Motor start command 00001 | REV-B-ADDED-01 | AREA-01 |  |  | duty | CBL-000001 | 1 | SYN-DO-CHARM | SYN-DO-TB | no | yes | no | wired
REV-B-ADD-01-00002 | DO | Solenoid command 00002 | REV-B-ADDED-01 | AREA-02 |  |  | standby | CBL-000001 | 2 | SYN-DO-CHARM | SYN-DO-TB | no | yes | no | unwired