## Signals
tag | io_type | description | group | segment | redundancy_group | redundancy_side | duty_standby | cable | pair | charm_type | terminal_block_type | isolation_required | fusing_required | injected_power_required | lifecycle | previous_location
SIG-000000 | DO | Motor start command 00001 | G-0000 | AREA-01 | RED-000001 | A | duty | CBL-000001 | 1 | SYN-DO-CHARM | SYN-DO-TB | no | yes | no | unwired
SIG-000001 | DO | Solenoid command 00002 | G-0001 | AREA-02 |  |  | standby | CBL-000001 | 2 | SYN-DO-CHARM | SYN-DO-TB | no | yes | no | unwired
SIG-000002 | DI | High level switch 00003 | G-0002 | AREA-03 | RED-000001 | B | duty | CBL-000002 | 1 | SYN-DI-CHARM | SYN-DI-TB | no | no | no | unwired
SIG-000003 | DI | Motor running feedback 00004 | G-0003 | AREA-04 |  |  | standby | CBL-000002 | 2 | SYN-DI-CHARM | SYN-DI-TB | no | no | no | unwired
SIG-000004 | DO | Solenoid command 00005 | G-0004 | AREA-05 | RED-000002 | A | duty | CBL-000003 | 1 | SYN-DO-CHARM | SYN-DO-TB | no | yes | no | fat_tested
SIG-000005 | DO | Alarm reset output 00006 | G-0005 | AREA-06 |  |  | standby | CBL-000003 | 2 | SYN-DO-CHARM | SYN-DO-TB | no | yes | no | unwired
SIG-000006 | DI | Motor running feedback 00007 | G-0006 | AREA-07 | RED-000002 | B | duty | CBL-000004 | 1 | SYN-DI-CHARM | SYN-DI-TB | no | no | no | unwired
SIG-000007 | DI | Valve open limit 00008 | G-0007 | AREA-08 |  |  | standby | CBL-000004 | 2 | SYN-DI-CHARM | SYN-DI-TB | no | no | no | unwired
SIG-000008 | DI | High level switch 00009 | G-0008 | AREA-01 | RED-000003 | A | duty | CBL-000005 | 1 | SYN-DI-CHARM | SYN-DI-TB | no | no | no | unwired
SIG-000009 | DI | Motor running feedback 00010 | G-0009 | AREA-02 |  |  | standby | CBL-000005 | 2 | SYN-DI-CHARM | SYN-DI-TB | no | no | no | unwired
SIG-000010 | DI | Valve open limit 00011 | G-0010 | AREA-03 | RED-000003 | B | duty | CBL-000006 | 1 | SYN-DI-CHARM | SYN-DI-TB | no | no | no | wired
SIG-000011 | DI | High level switch 00012 | G-0011 | AREA-04 |  |  | standby | CBL-000006 | 2 | SYN-DI-CHARM | SYN-DI-TB | no | no | no | unwired
SIG-000012 | DO | Motor start command 00013 | G-0012 | AREA-05 | RED-000004 | A | duty | CBL-000007 | 1 | SYN-DO-CHARM | SYN-DO-TB | no | yes | no | wired
SIG-000013 | DO | Solenoid command 00014 | G-0013 | AREA-06 |  |  | standby | CBL-000007 | 2 | SYN-DO-CHARM | SYN-DO-TB | no | yes | no | wired
SIG-000014 | DI | High level switch 00015 | G-0014 | AREA-07 | RED-000004 | B | duty | CBL-000008 | 1 | SYN-DI-CHARM | SYN-DI-TB | no | no | no | unwired
SIG-000015 | DI | Motor running feedback 00016 | G-0015 | AREA-08 |  |  | standby | CBL-000008 | 2 | SYN-DI-CHARM | SYN-DI-TB | no | no | no | unwired
SIG-000016 | DO | Solenoid command 00017 | G-0016 | AREA-01 | RED-000005 | A | duty | CBL-000009 | 1 | SYN-DO-CHARM | SYN-DO-TB | no | yes | no | unwired
SIG-000017 | DO | Alarm reset output 00018 | G-0017 | AREA-02 |  |  | standby | CBL-000009 | 2 | SYN-DO-CHARM | SYN-DO-TB | no | yes | no | fat_tested
SIG-000018 | DI | Motor running feedback 00019 | G-0018 | AREA-03 | RED-000005 | B | duty | CBL-000010 | 1 | SYN-DI-CHARM | SYN-DI-TB | no | no | no | loop_checked
SIG-000019 | DI | Valve open limit 00020 | G-0019 | AREA-04 |  |  | standby | CBL-000010 | 2 | SYN-DI-CHARM | SYN-DI-TB | no | no | no | unwired
SIG-000020 | DO | Alarm reset output 00021 | G-0020 | AREA-05 | RED-000006 | A | duty | CBL-000011 | 1 | SYN-DO-CHARM | SYN-DO-TB | no | yes | no | wired
SIG-000021 | DO | Motor start command 00022 | G-0021 | AREA-06 |  |  | standby | CBL-000011 | 2 | SYN-DO-CHARM | SYN-DO-TB | no | yes | no | unwired
SIG-000022 | DI | Valve open limit 00023 | G-0022 | AREA-07 | RED-000006 | B | duty | CBL-000012 | 1 | SYN-DI-CHARM | SYN-DI-TB | no | no | no | unwired
SIG-000023 | DI | High level switch 00024 | G-0023 | AREA-08 |  |  | standby | CBL-000012 | 2 | SYN-DI-CHARM | SYN-DI-TB | no | no | no | unwired
SIG-000024 | DI | Motor running feedback 00025 | G-0024 | AREA-01 | RED-000007 | A | duty | CBL-000013 | 1 | SYN-DI-CHARM | SYN-DI-TB | no | no | no | unwired
SIG-000025 | DI | Valve open limit 00026 | G-0025 | AREA-02 |  |  | standby | CBL-000013 | 2 | SYN-DI-CHARM | SYN-DI-TB | no | no | no | unwired
SIG-000026 | DO | Alarm reset output 00027 | G-0026 | AREA-03 | RED-000007 | B | duty | CBL-000014 | 1 | SYN-DO-CHARM | SYN-DO-TB | no | yes | no | loop_checked
SIG-000027 | DO | Motor start command 00028 | G-0027 | AREA-04 |  |  | standby | CBL-000014 | 2 | SYN-DO-CHARM | SYN-DO-TB | no | yes | no | unwired
SIG-000028 | AI | Process temperature 00029 | G-0028 | AREA-05 | RED-000008 | A | duty | CBL-000015 | 1 | SYN-AI-CHARM | SYN-AI-TB | yes | no | no | unwired
SIG-000029 | AI | Suction pressure 00030 | G-0029 | AREA-06 |  |  | standby | CBL-000015 | 2 | SYN-AI-CHARM | SYN-AI-TB | yes | no | no | unwired
SIG-000030 | DO | Motor start command 00031 | G-0030 | AREA-07 | RED-000008 | B | duty | CBL-000016 | 1 | SYN-DO-CHARM | SYN-DO-TB | no | yes | no | wired
SIG-000031 | DO | Solenoid command 00032 | G-0031 | AREA-08 |  |  | standby | CBL-000016 | 2 | SYN-DO-CHARM | SYN-DO-TB | no | yes | no | loop_checked
SIG-000032 | AI | Process temperature 00033 | G-0032 | AREA-01 | RED-000009 | A | duty | CBL-000017 | 1 | SYN-AI-CHARM | SYN-AI-TB | yes | no | no | unwired
SIG-000033 | AI | Suction pressure 00034 | G-0033 | AREA-02 |  |  | standby | CBL-000017 | 2 | SYN-AI-CHARM | SYN-AI-TB | yes | no | no | wired
SIG-000034 | DI | Valve open limit 00035 | G-0034 | AREA-03 | RED-000009 | B | duty | CBL-000018 | 1 | SYN-DI-CHARM | SYN-DI-TB | no | no | no | unwired
SIG-000035 | DI | High level switch 00036 | G-0035 | AREA-04 |  |  | standby | CBL-000018 | 2 | SYN-DI-CHARM | SYN-DI-TB | no | no | no | unwired
SIG-000036 | AI | Process temperature 00037 | G-0036 | AREA-05 | RED-000010 | A | duty | CBL-000019 | 1 | SYN-AI-CHARM | SYN-AI-TB | yes | no | no | unwired
SIG-000037 | AI | Suction pressure 00038 | G-0037 | AREA-06 |  |  | standby | CBL-000019 | 2 | SYN-AI-CHARM | SYN-AI-TB | yes | no | no | unwired
SIG-000038 | DI | High level switch 00039 | G-0038 | AREA-07 | RED-000010 | B | duty | CBL-000020 | 1 | SYN-DI-CHARM | SYN-DI-TB | no | no | no | unwired
SIG-000039 | DI | Motor running feedback 00040 | G-0039 | AREA-08 |  |  | standby | CBL-000020 | 2 | SYN-DI-CHARM | SYN-DI-TB | no | no | no | unwired
SIG-000040 | AI | Process temperature 00041 | G-0040 | AREA-01 | RED-000011 | A | duty | CBL-000021 | 1 | SYN-AI-CHARM | SYN-AI-TB | yes | no | no | unwired
SIG-000041 | AI | Suction pressure 00042 | G-0041 | AREA-02 |  |  | standby | CBL-000021 | 2 | SYN-AI-CHARM | SYN-AI-TB | yes | no | no | unwired
SIG-000042 | DI | Motor running feedback 00043 | G-0042 | AREA-03 | RED-000011 | B | duty | CBL-000022 | 1 | SYN-DI-CHARM | SYN-DI-TB | no | no | no | loop_checked
SIG-000043 | DI | Valve open limit 00044 | G-0043 | AREA-04 |  |  | standby | CBL-000022 | 2 | SYN-DI-CHARM | SYN-DI-TB | no | no | no | wired
SIG-000044 | AI | Process temperature 00045 | G-0044 | AREA-05 | RED-000012 | A | duty | CBL-000023 | 1 | SYN-AI-CHARM | SYN-AI-TB | yes | no | no | loop_checked
SIG-000045 | AI | Suction pressure 00046 | G-0045 | AREA-06 |  |  | standby | CBL-000023 | 2 | SYN-AI-CHARM | SYN-AI-TB | yes | no | no | unwired
SIG-000046 | DI | Valve open limit 00047 | G-0046 | AREA-07 | RED-000012 | B | duty | CBL-000024 | 1 | SYN-DI-CHARM | SYN-DI-TB | no | no | no | loop_checked
SIG-000047 | DI | High level switch 00048 | G-0047 | AREA-08 |  |  | standby | CBL-000024 | 2 | SYN-DI-CHARM | SYN-DI-TB | no | no | no | unwired
SIG-000048 | DI | Motor running feedback 00049 | G-0048 | AREA-01 | RED-000013 | A | duty | CBL-000025 | 1 | SYN-DI-CHARM | SYN-DI-TB | no | no | no | unwired
SIG-000049 | DI | Valve open limit 00050 | G-0049 | AREA-02 |  |  | standby | CBL-000025 | 2 | SYN-DI-CHARM | SYN-DI-TB | no | no | no | unwired
SIG-000050 | AI | Tank level 00051 | G-0050 | AREA-03 | RED-000013 | B | duty | CBL-000026 | 1 | SYN-AI-CHARM | SYN-AI-TB | yes | no | no | unwired
SIG-000051 | AI | Flow rate 00052 | G-0051 | AREA-04 |  |  | standby | CBL-000026 | 2 | SYN-AI-CHARM | SYN-AI-TB | yes | no | no | unwired
SIG-000052 | AI | Process temperature 00053 | G-0052 | AREA-05 | RED-000014 | A | duty | CBL-000027 | 1 | SYN-AI-CHARM | SYN-AI-TB | yes | no | no | unwired
SIG-000053 | AI | Suction pressure 00054 | G-0053 | AREA-06 |  |  | standby | CBL-000027 | 2 | SYN-AI-CHARM | SYN-AI-TB | yes | no | no | unwired
SIG-000054 | DO | Motor start command 00055 | G-0054 | AREA-07 | RED-000014 | B | duty | CBL-000028 | 1 | SYN-DO-CHARM | SYN-DO-TB | no | yes | no | unwired
SIG-000055 | DO | Solenoid command 00056 | G-0055 | AREA-08 |  |  | standby | CBL-000028 | 2 | SYN-DO-CHARM | SYN-DO-TB | no | yes | no | wired
SIG-000056 | DO | Alarm reset output 00057 | G-0056 | AREA-01 | RED-000015 | A | duty | CBL-000029 | 1 | SYN-DO-CHARM | SYN-DO-TB | no | yes | no | wired
SIG-000057 | DO | Motor start command 00058 | G-0057 | AREA-02 |  |  | standby | CBL-000029 | 2 | SYN-DO-CHARM | SYN-DO-TB | no | yes | no | wired
SIG-000058 | DI | Valve open limit 00059 | G-0058 | AREA-03 | RED-000015 | B | duty | CBL-000030 | 1 | SYN-DI-CHARM | SYN-DI-TB | no | no | no | unwired
SIG-000059 | DI | High level switch 00060 | G-0059 | AREA-04 |  |  | standby | CBL-000030 | 2 | SYN-DI-CHARM | SYN-DI-TB | no | no | no | unwired
SIG-000060 | DI | Motor running feedback 00061 | G-0060 | AREA-05 | RED-000016 | A | duty | CBL-000031 | 1 | SYN-DI-CHARM | SYN-DI-TB | no | no | no | unwired
SIG-000061 | DI | Valve open limit 00062 | G-0061 | AREA-06 |  |  | standby | CBL-000031 | 2 | SYN-DI-CHARM | SYN-DI-TB | no | no | no | unwired
SIG-000062 | AO | Pressure setpoint 00063 | G-0062 | AREA-07 | RED-000016 | B | duty | CBL-000032 | 1 | SYN-AO-CHARM | SYN-AO-TB | yes | yes | yes | wired
SIG-000063 | AO | Control valve demand 00064 | G-0063 | AREA-08 |  |  | standby | CBL-000032 | 2 | SYN-AO-CHARM | SYN-AO-TB | yes | yes | yes | unwired
SIG-000064 | AI | Process temperature 00065 | G-0064 | AREA-01 | RED-000017 | A | duty | CBL-000033 | 1 | SYN-AI-CHARM | SYN-AI-TB | yes | no | no | unwired
SIG-000065 | AI | Suction pressure 00066 | G-0065 | AREA-02 |  |  | standby | CBL-000033 | 2 | SYN-AI-CHARM | SYN-AI-TB | yes | no | no | fat_tested
SIG-000066 | AO | Control valve demand 00067 | G-0066 | AREA-03 | RED-000017 | B | duty | CBL-000034 | 1 | SYN-AO-CHARM | SYN-AO-TB | yes | yes | yes | wired
SIG-000067 | AO | Speed reference 00068 | G-0067 | AREA-04 |  |  | standby | CBL-000034 | 2 | SYN-AO-CHARM | SYN-AO-TB | yes | yes | yes | wired
SIG-000068 | AI | Process temperature 00069 | G-0068 | AREA-05 | RED-000018 | A | duty | CBL-000035 | 1 | SYN-AI-CHARM | SYN-AI-TB | yes | no | no | unwired
SIG-000069 | AI | Suction pressure 00070 | G-0069 | AREA-06 |  |  | standby | CBL-000035 | 2 | SYN-AI-CHARM | SYN-AI-TB | yes | no | no | unwired
SIG-000070 | AI | Tank level 00071 | G-0070 | AREA-07 | RED-000018 | B | duty | CBL-000036 | 1 | SYN-AI-CHARM | SYN-AI-TB | yes | no | no | unwired
SIG-000071 | AI | Flow rate 00072 | G-0071 | AREA-08 |  |  | standby | CBL-000036 | 2 | SYN-AI-CHARM | SYN-AI-TB | yes | no | no | unwired
SIG-000072 | AI | Process temperature 00073 | G-0072 | AREA-01 | RED-000019 | A | duty | CBL-000037 | 1 | SYN-AI-CHARM | SYN-AI-TB | yes | no | no | fat_tested
SIG-000073 | AI | Suction pressure 00074 | G-0073 | AREA-02 |  |  | standby | CBL-000037 | 2 | SYN-AI-CHARM | SYN-AI-TB | yes | no | no | unwired
SIG-000074 | AI | Tank level 00075 | G-0074 | AREA-03 | RED-000019 | B | duty | CBL-000038 | 1 | SYN-AI-CHARM | SYN-AI-TB | yes | no | no | unwired
SIG-000075 | AI | Flow rate 00076 | G-0075 | AREA-04 |  |  | standby | CBL-000038 | 2 | SYN-AI-CHARM | SYN-AI-TB | yes | no | no | unwired
SIG-000076 | DI | Valve open limit 00077 | G-0076 | AREA-05 | RED-000020 | A | duty | CBL-000039 | 1 | SYN-DI-CHARM | SYN-DI-TB | no | no | no | wired
SIG-000077 | DI | High level switch 00078 | G-0077 | AREA-06 |  |  | standby | CBL-000039 | 2 | SYN-DI-CHARM | SYN-DI-TB | no | no | no | wired
SIG-000078 | AI | Tank level 00079 | G-0078 | AREA-07 | RED-000020 | B | duty | CBL-000040 | 1 | SYN-AI-CHARM | SYN-AI-TB | yes | no | no | unwired
SIG-000079 | AI | Flow rate 00080 | G-0079 | AREA-08 |  |  | standby | CBL-000040 | 2 | SYN-AI-CHARM | SYN-AI-TB | yes | no | no | unwired
SIG-000080 | AO | Pressure setpoint 00081 | G-0080 | AREA-01 | RED-000021 | A | duty | CBL-000041 | 1 | SYN-AO-CHARM | SYN-AO-TB | yes | yes | yes | wired
SIG-000081 | AO | Control valve demand 00082 | G-0081 | AREA-02 |  |  | standby | CBL-000041 | 2 | SYN-AO-CHARM | SYN-AO-TB | yes | yes | yes | wired
SIG-000082 | DI | Valve open limit 00083 | G-0082 | AREA-03 | RED-000021 | B | duty | CBL-000042 | 1 | SYN-DI-CHARM | SYN-DI-TB | no | no | no | wired
SIG-000083 | DI | High level switch 00084 | G-0083 | AREA-04 |  |  | standby | CBL-000042 | 2 | SYN-DI-CHARM | SYN-DI-TB | no | no | no | wired
SIG-000084 | DO | Motor start command 00085 | G-0084 | AREA-05 | RED-000022 | A | duty | CBL-000043 | 1 | SYN-DO-CHARM | SYN-DO-TB | no | yes | no | wired
SIG-000085 | DO | Solenoid command 00086 | G-0085 | AREA-06 |  |  | standby | CBL-000043 | 2 | SYN-DO-CHARM | SYN-DO-TB | no | yes | no | wired
SIG-000086 | DI | High level switch 00087 | G-0086 | AREA-07 | RED-000022 | B | duty | CBL-000044 | 1 | SYN-DI-CHARM | SYN-DI-TB | no | no | no | wired
SIG-000087 | DI | Motor running feedback 00088 | G-0087 | AREA-08 |  |  | standby | CBL-000044 | 2 | SYN-DI-CHARM | SYN-DI-TB | no | no | no | unwired
SIG-000088 | DO | Solenoid command 00089 | G-0088 | AREA-01 | RED-000023 | A | duty | CBL-000045 | 1 | SYN-DO-CHARM | SYN-DO-TB | no | yes | no | unwired
SIG-000089 | DO | Alarm reset output 00090 | G-0089 | AREA-02 |  |  | standby | CBL-000045 | 2 | SYN-DO-CHARM | SYN-DO-TB | no | yes | no | wired
SIG-000090 | DI | Motor running feedback 00091 | G-0090 | AREA-03 | RED-000023 | B | duty | CBL-000046 | 1 | SYN-DI-CHARM | SYN-DI-TB | no | no | no | unwired
SIG-000091 | DI | Valve open limit 00092 | G-0091 | AREA-04 |  |  | standby | CBL-000046 | 2 | SYN-DI-CHARM | SYN-DI-TB | no | no | no | unwired
SIG-000092 | DI | High level switch 00093 | G-0092 | AREA-05 | RED-000024 | A | duty | CBL-000047 | 1 | SYN-DI-CHARM | SYN-DI-TB | no | no | no | unwired
SIG-000093 | DI | Motor running feedback 00094 | G-0093 | AREA-06 |  |  | standby | CBL-000047 | 2 | SYN-DI-CHARM | SYN-DI-TB | no | no | no | fat_tested
SIG-000094 | DO | Solenoid command 00095 | G-0094 | AREA-07 | RED-000024 | B | duty | CBL-000048 | 1 | SYN-DO-CHARM | SYN-DO-TB | no | yes | no | unwired
SIG-000095 | DO | Alarm reset output 00096 | G-0095 | AREA-08 |  |  | standby | CBL-000048 | 2 | SYN-DO-CHARM | SYN-DO-TB | no | yes | no | loop_checked
SIG-000096 | DO | Motor start command 00097 | G-0096 | AREA-01 | RED-000025 | A | duty | CBL-000049 | 1 | SYN-DO-CHARM | SYN-DO-TB | no | yes | no | unwired
SIG-000097 | DO | Solenoid command 00098 | G-0097 | AREA-02 |  |  | standby | CBL-000049 | 2 | SYN-DO-CHARM | SYN-DO-TB | no | yes | no | wired
SIG-000098 | DI | High level switch 00099 | G-0098 | AREA-03 | RED-000025 | B | duty | CBL-000050 | 1 | SYN-DI-CHARM | SYN-DI-TB | no | no | no | wired
SIG-000099 | DI | Motor running feedback 00100 | G-0099 | AREA-04 |  |  | standby | CBL-000050 | 2 | SYN-DI-CHARM | SYN-DI-TB | no | no | no | unwired
SIG-000100 | AI | Process temperature 00101 | G-0100 | AREA-05 | RED-000026 | A | duty | CBL-000051 | 1 | SYN-AI-CHARM | SYN-AI-TB | yes | no | no | loop_checked
SIG-000101 | AI | Suction pressure 00102 | G-0101 | AREA-06 |  |  | standby | CBL-000051 | 2 | SYN-AI-CHARM | SYN-AI-TB | yes | no | no | loop_checked
SIG-000102 | DO | Motor start command 00103 | G-0102 | AREA-07 | RED-000026 | B | duty | CBL-000052 | 1 | SYN-DO-CHARM | SYN-DO-TB | no | yes | no | unwired
SIG-000103 | DO | Solenoid command 00104 | G-0103 | AREA-08 |  |  | standby | CBL-000052 | 2 | SYN-DO-CHARM | SYN-DO-TB | no | yes | no | unwired
SIG-000104 | AI | Process temperature 00105 | G-0104 | AREA-01 | RED-000027 | A | duty | CBL-000053 | 1 | SYN-AI-CHARM | SYN-AI-TB | yes | no | no | unwired
SIG-000105 | AI | Suction pressure 00106 | G-0105 | AREA-02 |  |  | standby | CBL-000053 | 2 | SYN-AI-CHARM | SYN-AI-TB | yes | no | no | loop_checked
SIG-000106 | DO | Solenoid command 00107 | G-0106 | AREA-03 | RED-000027 | B | duty | CBL-000054 | 1 | SYN-DO-CHARM | SYN-DO-TB | no | yes | no | unwired
SIG-000107 | DO | Alarm reset output 00108 | G-0107 | AREA-04 |  |  | standby | CBL-000054 | 2 | SYN-DO-CHARM | SYN-DO-TB | no | yes | no | unwired
SIG-000108 | DI | Motor running feedback 00109 | G-0108 | AREA-05 | RED-000028 | A | duty | CBL-000055 | 1 | SYN-DI-CHARM | SYN-DI-TB | no | no | no | fat_tested
SIG-000109 | DI | Valve open limit 00110 | G-0109 | AREA-06 |  |  | standby | CBL-000055 | 2 | SYN-DI-CHARM | SYN-DI-TB | no | no | no | unwired
SIG-000110 | DI | High level switch 00111 | G-0110 | AREA-07 | RED-000028 | B | duty | CBL-000056 | 1 | SYN-DI-CHARM | SYN-DI-TB | no | no | no | wired
SIG-000111 | DI | Motor running feedback 00112 | G-0111 | AREA-08 |  |  | standby | CBL-000056 | 2 | SYN-DI-CHARM | SYN-DI-TB | no | no | no | loop_checked
SIG-000112 | AI | Process temperature 00113 | G-0112 | AREA-01 | RED-000029 | A | duty | CBL-000057 | 1 | SYN-AI-CHARM | SYN-AI-TB | yes | no | no | unwired
SIG-000113 | AI | Suction pressure 00114 | G-0113 | AREA-02 |  |  | standby | CBL-000057 | 2 | SYN-AI-CHARM | SYN-AI-TB | yes | no | no | unwired
SIG-000114 | DI | Motor running feedback 00115 | G-0114 | AREA-03 | RED-000029 | B | duty | CBL-000058 | 1 | SYN-DI-CHARM | SYN-DI-TB | no | no | no | unwired
SIG-000115 | DI | Valve open limit 00116 | G-0115 | AREA-04 |  |  | standby | CBL-000058 | 2 | SYN-DI-CHARM | SYN-DI-TB | no | no | no | fat_tested
SIG-000116 | DO | Alarm reset output 00117 | G-0116 | AREA-05 | RED-000030 | A | duty | CBL-000059 | 1 | SYN-DO-CHARM | SYN-DO-TB | no | yes | no | loop_checked
SIG-000117 | DO | Motor start command 00118 | G-0117 | AREA-06 |  |  | standby | CBL-000059 | 2 | SYN-DO-CHARM | SYN-DO-TB | no | yes | no | wired
SIG-000118 | AI | Tank level 00119 | G-0118 | AREA-07 | RED-000030 | B | duty | CBL-000060 | 1 | SYN-AI-CHARM | SYN-AI-TB | yes | no | no | loop_checked
SIG-000119 | AI | Flow rate 00120 | G-0119 | AREA-08 |  |  | standby | CBL-000060 | 2 | SYN-AI-CHARM | SYN-AI-TB | yes | no | no | unwired
SIG-000120 | AI | Process temperature 00121 | G-0120 | AREA-01 | RED-000031 | A | duty | CBL-000061 | 1 | SYN-AI-CHARM | SYN-AI-TB | yes | no | no | unwired
SIG-000121 | AI | Suction pressure 00122 | G-0121 | AREA-02 |  |  | standby | CBL-000061 | 2 | SYN-AI-CHARM | SYN-AI-TB | yes | no | no | wired
SIG-000122 | AI | Tank level 00123 | G-0122 | AREA-03 | RED-000031 | B | duty | CBL-000062 | 1 | SYN-AI-CHARM | SYN-AI-TB | yes | no | no | unwired
SIG-000123 | AI | Flow rate 00124 | G-0123 | AREA-04 |  |  | standby | CBL-000062 | 2 | SYN-AI-CHARM | SYN-AI-TB | yes | no | no | unwired
SIG-000124 | AO | Speed reference 00125 | G-0124 | AREA-05 | RED-000032 | A | duty | CBL-000063 | 1 | SYN-AO-CHARM | SYN-AO-TB | yes | yes | yes | unwired
SIG-000125 | AO | Pressure setpoint 00126 | G-0125 | AREA-06 |  |  | standby | CBL-000063 | 2 | SYN-AO-CHARM | SYN-AO-TB | yes | yes | yes | unwired
SIG-000126 | DO | Motor start command 00127 | G-0126 | AREA-07 | RED-000032 | B | duty | CBL-000064 | 1 | SYN-DO-CHARM | SYN-DO-TB | no | yes | no | unwired
SIG-000127 | DO | Solenoid command 00128 | G-0127 | AREA-08 |  |  | standby | CBL-000064 | 2 | SYN-DO-CHARM | SYN-DO-TB | no | yes | no | unwired
SIG-000128 | DO | Alarm reset output 00129 | G-0128 | AREA-01 | RED-000033 | A | duty | CBL-000065 | 1 | SYN-DO-CHARM | SYN-DO-TB | no | yes | no | wired
SIG-000129 | DO | Motor start command 00130 | G-0129 | AREA-02 |  |  | standby | CBL-000065 | 2 | SYN-DO-CHARM | SYN-DO-TB | no | yes | no | unwired
SIG-000130 | AO | Speed reference 00131 | G-0130 | AREA-03 | RED-000033 | B | duty | CBL-000066 | 1 | SYN-AO-CHARM | SYN-AO-TB | yes | yes | yes | wired
SIG-000131 | AO | Pressure setpoint 00132 | G-0131 | AREA-04 |  |  | standby | CBL-000066 | 2 | SYN-AO-CHARM | SYN-AO-TB | yes | yes | yes | loop_checked
SIG-000132 | AO | Control valve demand 00133 | G-0132 | AREA-05 | RED-000034 | A | duty | CBL-000067 | 1 | SYN-AO-CHARM | SYN-AO-TB | yes | yes | yes | wired
SIG-000133 | AO | Speed reference 00134 | G-0133 | AREA-06 |  |  | standby | CBL-000067 | 2 | SYN-AO-CHARM | SYN-AO-TB | yes | yes | yes | unwired
SIG-000134 | AO | Pressure setpoint 00135 | G-0134 | AREA-07 | RED-000034 | B | duty | CBL-000068 | 1 | SYN-AO-CHARM | SYN-AO-TB | yes | yes | yes | unwired
SIG-000135 | AO | Control valve demand 00136 | G-0135 | AREA-08 |  |  | standby | CBL-000068 | 2 | SYN-AO-CHARM | SYN-AO-TB | yes | yes | yes | loop_checked
SIG-000136 | AI | Process temperature 00137 | G-0136 | AREA-01 | RED-000035 | A | duty | CBL-000069 | 1 | SYN-AI-CHARM | SYN-AI-TB | yes | no | no | unwired
SIG-000137 | AI | Suction pressure 00138 | G-0137 | AREA-02 |  |  | standby | CBL-000069 | 2 | SYN-AI-CHARM | SYN-AI-TB | yes | no | no | unwired
SIG-000138 | AO | Control valve demand 00139 | G-0138 | AREA-03 | RED-000035 | B | duty | CBL-000070 | 1 | SYN-AO-CHARM | SYN-AO-TB | yes | yes | yes | wired
SIG-000139 | AO | Speed reference 00140 | G-0139 | AREA-04 |  |  | standby | CBL-000070 | 2 | SYN-AO-CHARM | SYN-AO-TB | yes | yes | yes | wired
SIG-000140 | AO | Pressure setpoint 00141 | G-0140 | AREA-05 | RED-000036 | A | duty | CBL-000071 | 1 | SYN-AO-CHARM | SYN-AO-TB | yes | yes | yes | unwired
SIG-000141 | AO | Control valve demand 00142 | G-0141 | AREA-06 |  |  | standby | CBL-000071 | 2 | SYN-AO-CHARM | SYN-AO-TB | yes | yes | yes | unwired
SIG-000142 | DI | Valve open limit 00143 | G-0142 | AREA-07 | RED-000036 | B | duty | CBL-000072 | 1 | SYN-DI-CHARM | SYN-DI-TB | no | no | no | unwired
SIG-000143 | DI | High level switch 00144 | G-0143 | AREA-08 |  |  | standby | CBL-000072 | 2 | SYN-DI-CHARM | SYN-DI-TB | no | no | no | unwired
SIG-000144 | DI | Motor running feedback 00145 | G-0144 | AREA-01 | RED-000037 | A | duty | CBL-000073 | 1 | SYN-DI-CHARM | SYN-DI-TB | no | no | no | loop_checked
SIG-000145 | DI | Valve open limit 00146 | G-0145 | AREA-02 |  |  | standby | CBL-000073 | 2 | SYN-DI-CHARM | SYN-DI-TB | no | no | no | unwired
SIG-000146 | DO | Alarm reset output 00147 | G-0146 | AREA-03 | RED-000037 | B | duty | CBL-000074 | 1 | SYN-DO-CHARM | SYN-DO-TB | no | yes | no | wired
SIG-000147 | DO | Motor start command 00148 | G-0147 | AREA-04 |  |  | standby | CBL-000074 | 2 | SYN-DO-CHARM | SYN-DO-TB | no | yes | no | wired
SIG-000148 | DO | Solenoid command 00149 | G-0148 | AREA-05 | RED-000038 | A | duty | CBL-000075 | 1 | SYN-DO-CHARM | SYN-DO-TB | no | yes | no | unwired
SIG-000149 | DO | Alarm reset output 00150 | G-0149 | AREA-06 |  |  | standby | CBL-000075 | 2 | SYN-DO-CHARM | SYN-DO-TB | no | yes | no | loop_checked
SIG-000150 | AO | Control valve demand 00151 | G-0150 | AREA-07 | RED-000038 | B | duty | CBL-000076 | 1 | SYN-AO-CHARM | SYN-AO-TB | yes | yes | yes | wired
SIG-000151 | AO | Speed reference 00152 | G-0151 | AREA-08 |  |  | standby | CBL-000076 | 2 | SYN-AO-CHARM | SYN-AO-TB | yes | yes | yes | unwired
SIG-000152 | AI | Process temperature 00153 | G-0152 | AREA-01 | RED-000039 | A | duty | CBL-000077 | 1 | SYN-AI-CHARM | SYN-AI-TB | yes | no | no | unwired
SIG-000153 | AI | Suction pressure 00154 | G-0153 | AREA-02 |  |  | standby | CBL-000077 | 2 | SYN-AI-CHARM | SYN-AI-TB | yes | no | no | unwired
SIG-000154 | AI | Tank level 00155 | G-0154 | AREA-03 | RED-000039 | B | duty | CBL-000078 | 1 | SYN-AI-CHARM | SYN-AI-TB | yes | no | no | unwired
SIG-000155 | AI | Flow rate 00156 | G-0155 | AREA-04 |  |  | standby | CBL-000078 | 2 | SYN-AI-CHARM | SYN-AI-TB | yes | no | no | unwired
SIG-000156 | AI | Process temperature 00157 | G-0156 | AREA-05 | RED-000040 | A | duty | CBL-000079 | 1 | SYN-AI-CHARM | SYN-AI-TB | yes | no | no | loop_checked
SIG-000157 | AI | Suction pressure 00158 | G-0157 | AREA-06 |  |  | standby | CBL-000079 | 2 | SYN-AI-CHARM | SYN-AI-TB | yes | no | no | wired
SIG-000158 | AI | Tank level 00159 | G-0158 | AREA-07 | RED-000040 | B | duty | CBL-000080 | 1 | SYN-AI-CHARM | SYN-AI-TB | yes | no | no | unwired
SIG-000159 | AI | Flow rate 00160 | G-0159 | AREA-08 |  |  | standby | CBL-000080 | 2 | SYN-AI-CHARM | SYN-AI-TB | yes | no | no | unwired
SIG-000160 | AI | Process temperature 00161 | G-0160 | AREA-01 | RED-000041 | A | duty | CBL-000081 | 1 | SYN-AI-CHARM | SYN-AI-TB | yes | no | no | unwired
SIG-000161 | AI | Suction pressure 00162 | G-0161 | AREA-02 |  |  | standby | CBL-000081 | 2 | SYN-AI-CHARM | SYN-AI-TB | yes | no | no | unwired
SIG-000162 | DI | Motor running feedback 00163 | G-0162 | AREA-03 | RED-000041 | B | duty | CBL-000082 | 1 | SYN-DI-CHARM | SYN-DI-TB | no | no | no | unwired
SIG-000163 | DI | Valve open limit 00164 | G-0163 | AREA-04 |  |  | standby | CBL-000082 | 2 | SYN-DI-CHARM | SYN-DI-TB | no | no | no | unwired
SIG-000164 | DI | High level switch 00165 | G-0164 | AREA-05 | RED-000042 | A | duty | CBL-000083 | 1 | SYN-DI-CHARM | SYN-DI-TB | no | no | no | unwired
SIG-000165 | DI | Motor running feedback 00166 | G-0165 | AREA-06 |  |  | standby | CBL-000083 | 2 | SYN-DI-CHARM | SYN-DI-TB | no | no | no | unwired
SIG-000166 | DO | Solenoid command 00167 | G-0166 | AREA-07 | RED-000042 | B | duty | CBL-000084 | 1 | SYN-DO-CHARM | SYN-DO-TB | no | yes | no | unwired
SIG-000167 | DO | Alarm reset output 00168 | G-0167 | AREA-08 |  |  | standby | CBL-000084 | 2 | SYN-DO-CHARM | SYN-DO-TB | no | yes | no | unwired
SIG-000168 | AI | Process temperature 00169 | G-0168 | AREA-01 | RED-000043 | A | duty | CBL-000085 | 1 | SYN-AI-CHARM | SYN-AI-TB | yes | no | no | unwired
SIG-000169 | AI | Suction pressure 00170 | G-0169 | AREA-02 |  |  | standby | CBL-000085 | 2 | SYN-AI-CHARM | SYN-AI-TB | yes | no | no | unwired
SIG-000170 | DI | High level switch 00171 | G-0170 | AREA-03 | RED-000043 | B | duty | CBL-000086 | 1 | SYN-DI-CHARM | SYN-DI-TB | no | no | no | loop_checked
SIG-000171 | DI | Motor running feedback 00172 | G-0171 | AREA-04 |  |  | standby | CBL-000086 | 2 | SYN-DI-CHARM | SYN-DI-TB | no | no | no | unwired
SIG-000172 | DI | Valve open limit 00173 | G-0172 | AREA-05 | RED-000044 | A | duty | CBL-000087 | 1 | SYN-DI-CHARM | SYN-DI-TB | no | no | no | unwired
SIG-000173 | DI | High level switch 00174 | G-0173 | AREA-06 |  |  | standby | CBL-000087 | 2 | SYN-DI-CHARM | SYN-DI-TB | no | no | no | unwired
SIG-000174 | DO | Motor start command 00175 | G-0174 | AREA-07 | RED-000044 | B | duty | CBL-000088 | 1 | SYN-DO-CHARM | SYN-DO-TB | no | yes | no | loop_checked
SIG-000175 | DO | Solenoid command 00176 | G-0175 | AREA-08 |  |  | standby | CBL-000088 | 2 | SYN-DO-CHARM | SYN-DO-TB | no | yes | no | unwired
SIG-000176 | DI | High level switch 00177 | G-0176 | AREA-01 | RED-000045 | A | duty | CBL-000089 | 1 | SYN-DI-CHARM | SYN-DI-TB | no | no | no | wired
SIG-000177 | DI | Motor running feedback 00178 | G-0177 | AREA-02 |  |  | standby | CBL-000089 | 2 | SYN-DI-CHARM | SYN-DI-TB | no | no | no | unwired
SIG-000178 | DI | Valve open limit 00179 | G-0178 | AREA-03 | RED-000045 | B | duty | CBL-000090 | 1 | SYN-DI-CHARM | SYN-DI-TB | no | no | no | wired
SIG-000179 | DI | High level switch 00180 | G-0179 | AREA-04 |  |  | standby | CBL-000090 | 2 | SYN-DI-CHARM | SYN-DI-TB | no | no | no | unwired
SIG-000180 | AI | Process temperature 00181 | G-0180 | AREA-05 | RED-000046 | A | duty | CBL-000091 | 1 | SYN-AI-CHARM | SYN-AI-TB | yes | no | no | unwired
SIG-000181 | AI | Suction pressure 00182 | G-0181 | AREA-06 |  |  | standby | CBL-000091 | 2 | SYN-AI-CHARM | SYN-AI-TB | yes | no | no | loop_checked
SIG-000182 | DO | Alarm reset output 00183 | G-0182 | AREA-07 | RED-000046 | B | duty | CBL-000092 | 1 | SYN-DO-CHARM | SYN-DO-TB | no | yes | no | fat_tested
SIG-000183 | DO | Motor start command 00184 | G-0183 | AREA-08 |  |  | standby | CBL-000092 | 2 | SYN-DO-CHARM | SYN-DO-TB | no | yes | no | unwired
SIG-000184 | DI | Valve open limit 00185 | G-0184 | AREA-01 | RED-000047 | A | duty | CBL-000093 | 1 | SYN-DI-CHARM | SYN-DI-TB | no | no | no | wired
SIG-000185 | DI | High level switch 00186 | G-0185 | AREA-02 |  |  | standby | CBL-000093 | 2 | SYN-DI-CHARM | SYN-DI-TB | no | no | no | unwired
SIG-000186 | DI | Motor running feedback 00187 | G-0186 | AREA-03 | RED-000047 | B | duty | CBL-000094 | 1 | SYN-DI-CHARM | SYN-DI-TB | no | no | no | wired
SIG-000187 | DI | Valve open limit 00188 | G-0187 | AREA-04 |  |  | standby | CBL-000094 | 2 | SYN-DI-CHARM | SYN-DI-TB | no | no | no | loop_checked
SIG-000188 | AI | Process temperature 00189 | G-0188 | AREA-05 | RED-000048 | A | duty | CBL-000095 | 1 | SYN-AI-CHARM | SYN-AI-TB | yes | no | no | unwired
SIG-000189 | AI | Suction pressure 00190 | G-0189 | AREA-06 |  |  | standby | CBL-000095 | 2 | SYN-AI-CHARM | SYN-AI-TB | yes | no | no | unwired
SIG-000190 | DO | Solenoid command 00191 | G-0190 | AREA-07 | RED-000048 | B | duty | CBL-000096 | 1 | SYN-DO-CHARM | SYN-DO-TB | no | yes | no | unwired
SIG-000191 | DO | Alarm reset output 00192 | G-0191 | AREA-08 |  |  | standby | CBL-000096 | 2 | SYN-DO-CHARM | SYN-DO-TB | no | yes | no | fat_tested
SIG-000192 | AI | Process temperature 00193 | G-0192 | AREA-01 | RED-000049 | A | duty | CBL-000097 | 1 | SYN-AI-CHARM | SYN-AI-TB | yes | no | no | unwired
SIG-000193 | AI | Suction pressure 00194 | G-0193 | AREA-02 |  |  | standby | CBL-000097 | 2 | SYN-AI-CHARM | SYN-AI-TB | yes | no | no | unwired
SIG-000194 | DI | High level switch 00195 | G-0194 | AREA-03 | RED-000049 | B | duty | CBL-000098 | 1 | SYN-DI-CHARM | SYN-DI-TB | no | no | no | loop_checked
SIG-000195 | DI | Motor running feedback 00196 | G-0195 | AREA-04 |  |  | standby | CBL-000098 | 2 | SYN-DI-CHARM | SYN-DI-TB | no | no | no | unwired
SIG-000196 | DI | Valve open limit 00197 | G-0196 | AREA-05 | RED-000050 | A | duty | CBL-000099 | 1 | SYN-DI-CHARM | SYN-DI-TB | no | no | no | unwired
SIG-000197 | DI | High level switch 00198 | G-0197 | AREA-06 |  |  | standby | CBL-000099 | 2 | SYN-DI-CHARM | SYN-DI-TB | no | no | no | unwired
SIG-000198 | DI | Motor running feedback 00199 | G-0198 | AREA-07 | RED-000050 | B | duty | CBL-000100 | 1 | SYN-DI-CHARM | SYN-DI-TB | no | no | no | unwired
SIG-000199 | DI | Valve open limit 00200 | G-0199 | AREA-08 |  |  | standby | CBL-000100 | 2 | SYN-DI-CHARM | SYN-DI-TB | no | no | no | wired
SIG-000200 | AI | Process temperature 00201 | G-0200 | AREA-01 | RED-000051 | A | duty | CBL-000101 | 1 | SYN-AI-CHARM | SYN-AI-TB | yes | no | no | unwired
SIG-000201 | AI | Suction pressure 00202 | G-0201 | AREA-02 |  |  | standby | CBL-000101 | 2 | SYN-AI-CHARM | SYN-AI-TB | yes | no | no | unwired
SIG-000202 | AO | Speed reference 00203 | G-0202 | AREA-03 | RED-000051 | B | duty | CBL-000102 | 1 | SYN-AO-CHARM | SYN-AO-TB | yes | yes | yes | wired
SIG-000203 | AO | Pressure setpoint 00204 | G-0203 | AREA-04 |  |  | standby | CBL-000102 | 2 | SYN-AO-CHARM | SYN-AO-TB | yes | yes | yes | loop_checked
SIG-000204 | DI | Motor running feedback 00205 | G-0204 | AREA-05 | RED-000052 | A | duty | CBL-000103 | 1 | SYN-DI-CHARM | SYN-DI-TB | no | no | no | unwired
SIG-000205 | DI | Valve open limit 00206 | G-0205 | AREA-06 |  |  | standby | CBL-000103 | 2 | SYN-DI-CHARM | SYN-DI-TB | no | no | no | loop_checked
SIG-000206 | DI | High level switch 00207 | G-0206 | AREA-07 | RED-000052 | B | duty | CBL-000104 | 1 | SYN-DI-CHARM | SYN-DI-TB | no | no | no | wired
SIG-000207 | DI | Motor running feedback 00208 | G-0207 | AREA-08 |  |  | standby | CBL-000104 | 2 | SYN-DI-CHARM | SYN-DI-TB | no | no | no | unwired
SIG-000208 | AI | Process temperature 00209 | G-0208 | AREA-01 | RED-000053 | A | duty | CBL-000105 | 1 | SYN-AI-CHARM | SYN-AI-TB | yes | no | no | unwired
SIG-000209 | AI | Suction pressure 00210 | G-0209 | AREA-02 |  |  | standby | CBL-000105 | 2 | SYN-AI-CHARM | SYN-AI-TB | yes | no | no | fat_tested
SIG-000210 | DI | Motor running feedback 00211 | G-0210 | AREA-03 | RED-000053 | B | duty | CBL-000106 | 1 | SYN-DI-CHARM | SYN-DI-TB | no | no | no | loop_checked
SIG-000211 | DI | Valve open limit 00212 | G-0211 | AREA-04 |  |  | standby | CBL-000106 | 2 | SYN-DI-CHARM | SYN-DI-TB | no | no | no | unwired
SIG-000212 | AI | Process temperature 00213 | G-0212 | AREA-05 | RED-000054 | A | duty | CBL-000107 | 1 | SYN-AI-CHARM | SYN-AI-TB | yes | no | no | loop_checked
SIG-000213 | AI | Suction pressure 00214 | G-0213 | AREA-06 |  |  | standby | CBL-000107 | 2 | SYN-AI-CHARM | SYN-AI-TB | yes | no | no | wired
SIG-000214 | DI | Valve open limit 00215 | G-0214 | AREA-07 | RED-000054 | B | duty | CBL-000108 | 1 | SYN-DI-CHARM | SYN-DI-TB | no | no | no | unwired
SIG-000215 | DI | High level switch 00216 | G-0215 | AREA-08 |  |  | standby | CBL-000108 | 2 | SYN-DI-CHARM | SYN-DI-TB | no | no | no | wired
SIG-000216 | DO | Motor start command 00217 | G-0216 | AREA-01 | RED-000055 | A | duty | CBL-000109 | 1 | SYN-DO-CHARM | SYN-DO-TB | no | yes | no | unwired
SIG-000217 | DO | Solenoid command 00218 | G-0217 | AREA-02 |  |  | standby | CBL-000109 | 2 | SYN-DO-CHARM | SYN-DO-TB | no | yes | no | loop_checked
SIG-000218 | DI | High level switch 00219 | G-0218 | AREA-03 | RED-000055 | B | duty | CBL-000110 | 1 | SYN-DI-CHARM | SYN-DI-TB | no | no | no | unwired
SIG-000219 | DI | Motor running feedback 00220 | G-0219 | AREA-04 |  |  | standby | CBL-000110 | 2 | SYN-DI-CHARM | SYN-DI-TB | no | no | no | unwired
SIG-000220 | AI | Process temperature 00221 | G-0220 | AREA-05 | RED-000056 | A | duty | CBL-000111 | 1 | SYN-AI-CHARM | SYN-AI-TB | yes | no | no | loop_checked
SIG-000221 | AI | Suction pressure 00222 | G-0221 | AREA-06 |  |  | standby | CBL-000111 | 2 | SYN-AI-CHARM | SYN-AI-TB | yes | no | no | wired
SIG-000222 | DI | Motor running feedback 00223 | G-0222 | AREA-07 | RED-000056 | B | duty | CBL-000112 | 1 | SYN-DI-CHARM | SYN-DI-TB | no | no | no | wired
SIG-000223 | DI | Valve open limit 00224 | G-0223 | AREA-08 |  |  | standby | CBL-000112 | 2 | SYN-DI-CHARM | SYN-DI-TB | no | no | no | loop_checked
SIG-000224 | DI | High level switch 00225 | G-0224 | AREA-01 | RED-000057 | A | duty | CBL-000113 | 1 | SYN-DI-CHARM | SYN-DI-TB | no | no | no | wired
SIG-000225 | DI | Motor running feedback 00226 | G-0225 | AREA-02 |  |  | standby | CBL-000113 | 2 | SYN-DI-CHARM | SYN-DI-TB | no | no | no | wired
SIG-000226 | AO | Speed reference 00227 | G-0226 | AREA-03 | RED-000057 | B | duty | CBL-000114 | 1 | SYN-AO-CHARM | SYN-AO-TB | yes | yes | yes | unwired
SIG-000227 | AO | Pressure setpoint 00228 | G-0227 | AREA-04 |  |  | standby | CBL-000114 | 2 | SYN-AO-CHARM | SYN-AO-TB | yes | yes | yes | wired
SIG-000228 | DI | Motor running feedback 00229 | G-0228 | AREA-05 | RED-000058 | A | duty | CBL-000115 | 1 | SYN-DI-CHARM | SYN-DI-TB | no | no | no | unwired
SIG-000229 | DI | Valve open limit 00230 | G-0229 | AREA-06 |  |  | standby | CBL-000115 | 2 | SYN-DI-CHARM | SYN-DI-TB | no | no | no | unwired
SIG-000230 | AI | Tank level 00231 | G-0230 | AREA-07 | RED-000058 | B | duty | CBL-000116 | 1 | SYN-AI-CHARM | SYN-AI-TB | yes | no | no | wired
SIG-000231 | AI | Flow rate 00232 | G-0231 | AREA-08 |  |  | standby | CBL-000116 | 2 | SYN-AI-CHARM | SYN-AI-TB | yes | no | no | unwired
SIG-000232 | AI | Process temperature 00233 | G-0232 | AREA-01 | RED-000059 | A | duty | CBL-000117 | 1 | SYN-AI-CHARM | SYN-AI-TB | yes | no | no | loop_checked
SIG-000233 | AI | Suction pressure 00234 | G-0233 | AREA-02 |  |  | standby | CBL-000117 | 2 | SYN-AI-CHARM | SYN-AI-TB | yes | no | no | unwired
SIG-000234 | DO | Motor start command 00235 | G-0234 | AREA-03 | RED-000059 | B | duty | CBL-000118 | 1 | SYN-DO-CHARM | SYN-DO-TB | no | yes | no | unwired
SIG-000235 | DO | Solenoid command 00236 | G-0235 | AREA-04 |  |  | standby | CBL-000118 | 2 | SYN-DO-CHARM | SYN-DO-TB | no | yes | no | unwired
SIG-000236 | AO | Pressure setpoint 00237 | G-0236 | AREA-05 | RED-000060 | A | duty | CBL-000119 | 1 | SYN-AO-CHARM | SYN-AO-TB | yes | yes | yes | unwired
SIG-000237 | AO | Control valve demand 00238 | G-0237 | AREA-06 |  |  | standby | CBL-000119 | 2 | SYN-AO-CHARM | SYN-AO-TB | yes | yes | yes | loop_checked
SIG-000238 | DO | Solenoid command 00239 | G-0238 | AREA-07 | RED-000060 | B | duty | CBL-000120 | 1 | SYN-DO-CHARM | SYN-DO-TB | no | yes | no | wired
SIG-000239 | DO | Alarm reset output 00240 | G-0239 | AREA-08 |  |  | standby | CBL-000120 | 2 | SYN-DO-CHARM | SYN-DO-TB | no | yes | no | unwired
SIG-000240 | AI | Process temperature 00241 | G-0240 | AREA-01 | RED-000061 | A | duty | CBL-000121 | 1 | SYN-AI-CHARM | SYN-AI-TB | yes | no | no | unwired
SIG-000241 | AI | Suction pressure 00242 | G-0241 | AREA-02 |  |  | standby | CBL-000121 | 2 | SYN-AI-CHARM | SYN-AI-TB | yes | no | no | unwired
SIG-000242 | DO | Alarm reset output 00243 | G-0242 | AREA-03 | RED-000061 | B | duty | CBL-000122 | 1 | SYN-DO-CHARM | SYN-DO-TB | no | yes | no | fat_tested
SIG-000243 | DO | Motor start command 00244 | G-0243 | AREA-04 |  |  | standby | CBL-000122 | 2 | SYN-DO-CHARM | SYN-DO-TB | no | yes | no | unwired
SIG-000244 | DI | Valve open limit 00245 | G-0244 | AREA-05 | RED-000062 | A | duty | CBL-000123 | 1 | SYN-DI-CHARM | SYN-DI-TB | no | no | no | wired
SIG-000245 | DI | High level switch 00246 | G-0245 | AREA-06 |  |  | standby | CBL-000123 | 2 | SYN-DI-CHARM | SYN-DI-TB | no | no | no | fat_tested
SIG-000246 | DI | Motor running feedback 00247 | G-0246 | AREA-07 | RED-000062 | B | duty | CBL-000124 | 1 | SYN-DI-CHARM | SYN-DI-TB | no | no | no | unwired
SIG-000247 | DI | Valve open limit 00248 | G-0247 | AREA-08 |  |  | standby | CBL-000124 | 2 | SYN-DI-CHARM | SYN-DI-TB | no | no | no | fat_tested
SIG-000248 | AO | Pressure setpoint 00249 | G-0248 | AREA-01 | RED-000063 | A | duty | CBL-000125 | 1 | SYN-AO-CHARM | SYN-AO-TB | yes | yes | yes | unwired
SIG-000249 | AO | Control valve demand 00250 | G-0249 | AREA-02 |  |  | standby | CBL-000125 | 2 | SYN-AO-CHARM | SYN-AO-TB | yes | yes | yes | unwired
SIG-000250 | AI | Tank level 00251 | G-0000 | AREA-03 | RED-000063 | B | duty | CBL-000126 | 1 | SYN-AI-CHARM | SYN-AI-TB | yes | no | no | wired
SIG-000251 | AI | Flow rate 00252 | G-0001 | AREA-04 |  |  | standby | CBL-000126 | 2 | SYN-AI-CHARM | SYN-AI-TB | yes | no | no | unwired
SIG-000252 | DO | Motor start command 00253 | G-0002 | AREA-05 | RED-000064 | A | duty | CBL-000127 | 1 | SYN-DO-CHARM | SYN-DO-TB | no | yes | no | unwired
SIG-000253 | DO | Solenoid command 00254 | G-0003 | AREA-06 |  |  | standby | CBL-000127 | 2 | SYN-DO-CHARM | SYN-DO-TB | no | yes | no | wired
SIG-000254 | DO | Alarm reset output 00255 | G-0004 | AREA-07 | RED-000064 | B | duty | CBL-000128 | 1 | SYN-DO-CHARM | SYN-DO-TB | no | yes | no | fat_tested
SIG-000255 | DO | Motor start command 00256 | G-0005 | AREA-08 |  |  | standby | CBL-000128 | 2 | SYN-DO-CHARM | SYN-DO-TB | no | yes | no | wired
SIG-000256 | DO | Solenoid command 00257 | G-0006 | AREA-01 | RED-000065 | A | duty | CBL-000129 | 1 | SYN-DO-CHARM | SYN-DO-TB | no | yes | no | unwired
SIG-000257 | DO | Alarm reset output 00258 | G-0007 | AREA-02 |  |  | standby | CBL-000129 | 2 | SYN-DO-CHARM | SYN-DO-TB | no | yes | no | loop_checked
SIG-000258 | DO | Motor start command 00259 | G-0008 | AREA-03 | RED-000065 | B | duty | CBL-000130 | 1 | SYN-DO-CHARM | SYN-DO-TB | no | yes | no | wired
SIG-000259 | DO | Solenoid command 00260 | G-0009 | AREA-04 |  |  | standby | CBL-000130 | 2 | SYN-DO-CHARM | SYN-DO-TB | no | yes | no | unwired
SIG-000260 | DO | Alarm reset output 00261 | G-0010 | AREA-05 | RED-000066 | A | duty | CBL-000131 | 1 | SYN-DO-CHARM | SYN-DO-TB | no | yes | no | wired
SIG-000261 | DO | Motor start command 00262 | G-0011 | AREA-06 |  |  | standby | CBL-000131 | 2 | SYN-DO-CHARM | SYN-DO-TB | no | yes | no | unwired
SIG-000262 | AI | Tank level 00263 | G-0012 | AREA-07 | RED-000066 | B | duty | CBL-000132 | 1 | SYN-AI-CHARM | SYN-AI-TB | yes | no | no | loop_checked
SIG-000263 | AI | Flow rate 00264 | G-0013 | AREA-08 |  |  | standby | CBL-000132 | 2 | SYN-AI-CHARM | SYN-AI-TB | yes | no | no | loop_checked
SIG-000264 | AI | Process temperature 00265 | G-0014 | AREA-01 | RED-000067 | A | duty | CBL-000133 | 1 | SYN-AI-CHARM | SYN-AI-TB | yes | no | no | wired
SIG-000265 | AI | Suction pressure 00266 | G-0015 | AREA-02 |  |  | standby | CBL-000133 | 2 | SYN-AI-CHARM | SYN-AI-TB | yes | no | no | unwired
SIG-000266 | DO | Alarm reset output 00267 | G-0016 | AREA-03 | RED-000067 | B | duty | CBL-000134 | 1 | SYN-DO-CHARM | SYN-DO-TB | no | yes | no | loop_checked
SIG-000267 | DO | Motor start command 00268 | G-0017 | AREA-04 |  |  | standby | CBL-000134 | 2 | SYN-DO-CHARM | SYN-DO-TB | no | yes | no | wired
SIG-000268 | DI | Valve open limit 00269 | G-0018 | AREA-05 | RED-000068 | A | duty | CBL-000135 | 1 | SYN-DI-CHARM | SYN-DI-TB | no | no | no | unwired
SIG-000269 | DI | High level switch 00270 | G-0019 | AREA-06 |  |  | standby | CBL-000135 | 2 | SYN-DI-CHARM | SYN-DI-TB | no | no | no | fat_tested
SIG-000270 | AI | Tank level 00271 | G-0020 | AREA-07 | RED-000068 | B | duty | CBL-000136 | 1 | SYN-AI-CHARM | SYN-AI-TB | yes | no | no | loop_checked
SIG-000271 | AI | Flow rate 00272 | G-0021 | AREA-08 |  |  | standby | CBL-000136 | 2 | SYN-AI-CHARM | SYN-AI-TB | yes | no | no | unwired
SIG-000272 | AI | Process temperature 00273 | G-0022 | AREA-01 | RED-000069 | A | duty | CBL-000137 | 1 | SYN-AI-CHARM | SYN-AI-TB | yes | no | no | unwired
SIG-000273 | AI | Suction pressure 00274 | G-0023 | AREA-02 |  |  | standby | CBL-000137 | 2 | SYN-AI-CHARM | SYN-AI-TB | yes | no | no | unwired
SIG-000274 | AI | Tank level 00275 | G-0024 | AREA-03 | RED-000069 | B | duty | CBL-000138 | 1 | SYN-AI-CHARM | SYN-AI-TB | yes | no | no | unwired
SIG-000275 | AI | Flow rate 00276 | G-0025 | AREA-04 |  |  | standby | CBL-000138 | 2 | SYN-AI-CHARM | SYN-AI-TB | yes | no | no | wired
SIG-000276 | DO | Motor start command 00277 | G-0026 | AREA-05 | RED-000070 | A | duty | CBL-000139 | 1 | SYN-DO-CHARM | SYN-DO-TB | no | yes | no | unwired
SIG-000277 | DO | Solenoid command 00278 | G-0027 | AREA-06 |  |  | standby | CBL-000139 | 2 | SYN-DO-CHARM | SYN-DO-TB | no | yes | no | wired
SIG-000278 | DI | High level switch 00279 | G-0028 | AREA-07 | RED-000070 | B | duty | CBL-000140 | 1 | SYN-DI-CHARM | SYN-DI-TB | no | no | no | unwired
SIG-000279 | DI | Motor running feedback 00280 | G-0029 | AREA-08 |  |  | standby | CBL-000140 | 2 | SYN-DI-CHARM | SYN-DI-TB | no | no | no | unwired
SIG-000280 | DI | Valve open limit 00281 | G-0030 | AREA-01 | RED-000071 | A | duty | CBL-000141 | 1 | SYN-DI-CHARM | SYN-DI-TB | no | no | no | unwired
SIG-000281 | DI | High level switch 00282 | G-0031 | AREA-02 |  |  | standby | CBL-000141 | 2 | SYN-DI-CHARM | SYN-DI-TB | no | no | no | wired
SIG-000282 | DO | Motor start command 00283 | G-0032 | AREA-03 | RED-000071 | B | duty | CBL-000142 | 1 | SYN-DO-CHARM | SYN-DO-TB | no | yes | no | wired
SIG-000283 | DO | Solenoid command 00284 | G-0033 | AREA-04 |  |  | standby | CBL-000142 | 2 | SYN-DO-CHARM | SYN-DO-TB | no | yes | no | unwired
SIG-000284 | DI | High level switch 00285 | G-0034 | AREA-05 | RED-000072 | A | duty | CBL-000143 | 1 | SYN-DI-CHARM | SYN-DI-TB | no | no | no | unwired
SIG-000285 | DI | Motor running feedback 00286 | G-0035 | AREA-06 |  |  | standby | CBL-000143 | 2 | SYN-DI-CHARM | SYN-DI-TB | no | no | no | unwired
SIG-000286 | AI | Tank level 00287 | G-0036 | AREA-07 | RED-000072 | B | duty | CBL-000144 | 1 | SYN-AI-CHARM | SYN-AI-TB | yes | no | no | unwired
SIG-000287 | AI | Flow rate 00288 | G-0037 | AREA-08 |  |  | standby | CBL-000144 | 2 | SYN-AI-CHARM | SYN-AI-TB | yes | no | no | unwired
SIG-000288 | AI | Process temperature 00289 | G-0038 | AREA-01 | RED-000073 | A | duty | CBL-000145 | 1 | SYN-AI-CHARM | SYN-AI-TB | yes | no | no | wired
SIG-000289 | AI | Suction pressure 00290 | G-0039 | AREA-02 |  |  | standby | CBL-000145 | 2 | SYN-AI-CHARM | SYN-AI-TB | yes | no | no | unwired
SIG-000290 | AI | Tank level 00291 | G-0040 | AREA-03 | RED-000073 | B | duty | CBL-000146 | 1 | SYN-AI-CHARM | SYN-AI-TB | yes | no | no | unwired
SIG-000291 | AI | Flow rate 00292 | G-0041 | AREA-04 |  |  | standby | CBL-000146 | 2 | SYN-AI-CHARM | SYN-AI-TB | yes | no | no | unwired
SIG-000292 | AI | Process temperature 00293 | G-0042 | AREA-05 | RED-000074 | A | duty | CBL-000147 | 1 | SYN-AI-CHARM | SYN-AI-TB | yes | no | no | unwired
SIG-000293 | AI | Suction pressure 00294 | G-0043 | AREA-06 |  |  | standby | CBL-000147 | 2 | SYN-AI-CHARM | SYN-AI-TB | yes | no | no | unwired
SIG-000294 | DO | Motor start command 00295 | G-0044 | AREA-07 | RED-000074 | B | duty | CBL-000148 | 1 | SYN-DO-CHARM | SYN-DO-TB | no | yes | no | wired
SIG-000295 | DO | Solenoid command 00296 | G-0045 | AREA-08 |  |  | standby | CBL-000148 | 2 | SYN-DO-CHARM | SYN-DO-TB | no | yes | no | unwired
SIG-000296 | DI | High level switch 00297 | G-0046 | AREA-01 | RED-000075 | A | duty | CBL-000149 | 1 | SYN-DI-CHARM | SYN-DI-TB | no | no | no | unwired
SIG-000297 | DI | Motor running feedback 00298 | G-0047 | AREA-02 |  |  | standby | CBL-000149 | 2 | SYN-DI-CHARM | SYN-DI-TB | no | no | no | unwired
SIG-000298 | DI | Valve open limit 00299 | G-0048 | AREA-03 | RED-000075 | B | duty | CBL-000150 | 1 | SYN-DI-CHARM | SYN-DI-TB | no | no | no | wired
SIG-000299 | DI | High level switch 00300 | G-0049 | AREA-04 |  |  | standby | CBL-000150 | 2 | SYN-DI-CHARM | SYN-DI-TB | no | no | no | unwired
SIG-000300 | DI | Motor running feedback 00301 | G-0050 | AREA-05 | RED-000076 | A | duty | CBL-000151 | 1 | SYN-DI-CHARM | SYN-DI-TB | no | no | no | unwired
SIG-000301 | DI | Valve open limit 00302 | G-0051 | AREA-06 |  |  | standby | CBL-000151 | 2 | SYN-DI-CHARM | SYN-DI-TB | no | no | no | unwired
SIG-000302 | DO | Alarm reset output 00303 | G-0052 | AREA-07 | RED-000076 | B | duty | CBL-000152 | 1 | SYN-DO-CHARM | SYN-DO-TB | no | yes | no | unwired
SIG-000303 | DO | Motor start command 00304 | G-0053 | AREA-08 |  |  | standby | CBL-000152 | 2 | SYN-DO-CHARM | SYN-DO-TB | no | yes | no | wired
SIG-000304 | DI | Valve open limit 00305 | G-0054 | AREA-01 | RED-000077 | A | duty | CBL-000153 | 1 | SYN-DI-CHARM | SYN-DI-TB | no | no | no | unwired
SIG-000305 | DI | High level switch 00306 | G-0055 | AREA-02 |  |  | standby | CBL-000153 | 2 | SYN-DI-CHARM | SYN-DI-TB | no | no | no | unwired
SIG-000306 | DO | Motor start command 00307 | G-0056 | AREA-03 | RED-000077 | B | duty | CBL-000154 | 1 | SYN-DO-CHARM | SYN-DO-TB | no | yes | no | unwired
SIG-000307 | DO | Solenoid command 00308 | G-0057 | AREA-04 |  |  | standby | CBL-000154 | 2 | SYN-DO-CHARM | SYN-DO-TB | no | yes | no | wired
SIG-000308 | AI | Process temperature 00309 | G-0058 | AREA-05 | RED-000078 | A | duty | CBL-000155 | 1 | SYN-AI-CHARM | SYN-AI-TB | yes | no | no | unwired
SIG-000309 | AI | Suction pressure 00310 | G-0059 | AREA-06 |  |  | standby | CBL-000155 | 2 | SYN-AI-CHARM | SYN-AI-TB | yes | no | no | unwired
SIG-000310 | DO | Solenoid command 00311 | G-0060 | AREA-07 | RED-000078 | B | duty | CBL-000156 | 1 | SYN-DO-CHARM | SYN-DO-TB | no | yes | no | wired
SIG-000311 | DO | Alarm reset output 00312 | G-0061 | AREA-08 |  |  | standby | CBL-000156 | 2 | SYN-DO-CHARM | SYN-DO-TB | no | yes | no | wired
SIG-000312 | AI | Process temperature 00313 | G-0062 | AREA-01 | RED-000079 | A | duty | CBL-000157 | 1 | SYN-AI-CHARM | SYN-AI-TB | yes | no | no | unwired
SIG-000313 | AI | Suction pressure 00314 | G-0063 | AREA-02 |  |  | standby | CBL-000157 | 2 | SYN-AI-CHARM | SYN-AI-TB | yes | no | no | wired
SIG-000314 | DI | High level switch 00315 | G-0064 | AREA-03 | RED-000079 | B | duty | CBL-000158 | 1 | SYN-DI-CHARM | SYN-DI-TB | no | no | no | wired
SIG-000315 | DI | Motor running feedback 00316 | G-0065 | AREA-04 |  |  | standby | CBL-000158 | 2 | SYN-DI-CHARM | SYN-DI-TB | no | no | no | unwired
SIG-000316 | DO | Solenoid command 00317 | G-0066 | AREA-05 | RED-000080 | A | duty | CBL-000159 | 1 | SYN-DO-CHARM | SYN-DO-TB | no | yes | no | unwired
SIG-000317 | DO | Alarm reset output 00318 | G-0067 | AREA-06 |  |  | standby | CBL-000159 | 2 | SYN-DO-CHARM | SYN-DO-TB | no | yes | no | unwired
SIG-000318 | AI | Tank level 00319 | G-0068 | AREA-07 | RED-000080 | B | duty | CBL-000160 | 1 | SYN-AI-CHARM | SYN-AI-TB | yes | no | no | wired
SIG-000319 | AI | Flow rate 00320 | G-0069 | AREA-08 |  |  | standby | CBL-000160 | 2 | SYN-AI-CHARM | SYN-AI-TB | yes | no | no | loop_checked
SIG-000320 | DO | Alarm reset output 00321 | G-0070 | AREA-01 | RED-000081 | A | duty | CBL-000161 | 1 | SYN-DO-CHARM | SYN-DO-TB | no | yes | no | wired
SIG-000321 | DO | Motor start command 00322 | G-0071 | AREA-02 |  |  | standby | CBL-000161 | 2 | SYN-DO-CHARM | SYN-DO-TB | no | yes | no | unwired
SIG-000322 | AI | Tank level 00323 | G-0072 | AREA-03 | RED-000081 | B | duty | CBL-000162 | 1 | SYN-AI-CHARM | SYN-AI-TB | yes | no | no | loop_checked
SIG-000323 | AI | Flow rate 00324 | G-0073 | AREA-04 |  |  | standby | CBL-000162 | 2 | SYN-AI-CHARM | SYN-AI-TB | yes | no | no | unwired
SIG-000324 | DI | Motor running feedback 00325 | G-0074 | AREA-05 | RED-000082 | A | duty | CBL-000163 | 1 | SYN-DI-CHARM | SYN-DI-TB | no | no | no | loop_checked
SIG-000325 | DI | Valve open limit 00326 | G-0075 | AREA-06 |  |  | standby | CBL-000163 | 2 | SYN-DI-CHARM | SYN-DI-TB | no | no | no | wired
SIG-000326 | DO | Alarm reset output 00327 | G-0076 | AREA-07 | RED-000082 | B | duty | CBL-000164 | 1 | SYN-DO-CHARM | SYN-DO-TB | no | yes | no | unwired
SIG-000327 | DO | Motor start command 00328 | G-0077 | AREA-08 |  |  | standby | CBL-000164 | 2 | SYN-DO-CHARM | SYN-DO-TB | no | yes | no | unwired
SIG-000328 | DO | Solenoid command 00329 | G-0078 | AREA-01 | RED-000083 | A | duty | CBL-000165 | 1 | SYN-DO-CHARM | SYN-DO-TB | no | yes | no | unwired
SIG-000329 | DO | Alarm reset output 00330 | G-0079 | AREA-02 |  |  | standby | CBL-000165 | 2 | SYN-DO-CHARM | SYN-DO-TB | no | yes | no | unwired
SIG-000330 | DI | Motor running feedback 00331 | G-0080 | AREA-03 | RED-000083 | B | duty | CBL-000166 | 1 | SYN-DI-CHARM | SYN-DI-TB | no | no | no | unwired
SIG-000331 | DI | Valve open limit 00332 | G-0081 | AREA-04 |  |  | standby | CBL-000166 | 2 | SYN-DI-CHARM | SYN-DI-TB | no | no | no | wired
SIG-000332 | AI | Process temperature 00333 | G-0082 | AREA-05 | RED-000084 | A | duty | CBL-000167 | 1 | SYN-AI-CHARM | SYN-AI-TB | yes | no | no | loop_checked
SIG-000333 | AI | Suction pressure 00334 | G-0083 | AREA-06 |  |  | standby | CBL-000167 | 2 | SYN-AI-CHARM | SYN-AI-TB | yes | no | no | wired
SIG-000334 | DI | Valve open limit 00335 | G-0084 | AREA-07 | RED-000084 | B | duty | CBL-000168 | 1 | SYN-DI-CHARM | SYN-DI-TB | no | no | no | unwired
SIG-000335 | DI | High level switch 00336 | G-0085 | AREA-08 |  |  | standby | CBL-000168 | 2 | SYN-DI-CHARM | SYN-DI-TB | no | no | no | unwired
SIG-000336 | DO | Motor start command 00337 | G-0086 | AREA-01 | RED-000085 | A | duty | CBL-000169 | 1 | SYN-DO-CHARM | SYN-DO-TB | no | yes | no | loop_checked
SIG-000337 | DO | Solenoid command 00338 | G-0087 | AREA-02 |  |  | standby | CBL-000169 | 2 | SYN-DO-CHARM | SYN-DO-TB | no | yes | no | unwired
SIG-000338 | AI | Tank level 00339 | G-0088 | AREA-03 | RED-000085 | B | duty | CBL-000170 | 1 | SYN-AI-CHARM | SYN-AI-TB | yes | no | no | loop_checked
SIG-000339 | AI | Flow rate 00340 | G-0089 | AREA-04 |  |  | standby | CBL-000170 | 2 | SYN-AI-CHARM | SYN-AI-TB | yes | no | no | wired
SIG-000340 | DO | Solenoid command 00341 | G-0090 | AREA-05 | RED-000086 | A | duty | CBL-000171 | 1 | SYN-DO-CHARM | SYN-DO-TB | no | yes | no | unwired
SIG-000341 | DO | Alarm reset output 00342 | G-0091 | AREA-06 |  |  | standby | CBL-000171 | 2 | SYN-DO-CHARM | SYN-DO-TB | no | yes | no | unwired
SIG-000342 | AI | Tank level 00343 | G-0092 | AREA-07 | RED-000086 | B | duty | CBL-000172 | 1 | SYN-AI-CHARM | SYN-AI-TB | yes | no | no | wired
SIG-000343 | AI | Flow rate 00344 | G-0093 | AREA-08 |  |  | standby | CBL-000172 | 2 | SYN-AI-CHARM | SYN-AI-TB | yes | no | no | unwired
SIG-000344 | AI | Process temperature 00345 | G-0094 | AREA-01 | RED-000087 | A | duty | CBL-000173 | 1 | SYN-AI-CHARM | SYN-AI-TB | yes | no | no | unwired
SIG-000345 | AI | Suction pressure 00346 | G-0095 | AREA-02 |  |  | standby | CBL-000173 | 2 | SYN-AI-CHARM | SYN-AI-TB | yes | no | no | unwired
SIG-000346 | DI | Valve open limit 00347 | G-0096 | AREA-03 | RED-000087 | B | duty | CBL-000174 | 1 | SYN-DI-CHARM | SYN-DI-TB | no | no | no | unwired
SIG-000347 | DI | High level switch 00348 | G-0097 | AREA-04 |  |  | standby | CBL-000174 | 2 | SYN-DI-CHARM | SYN-DI-TB | no | no | no | unwired
SIG-000348 | DI | Motor running feedback 00349 | G-0098 | AREA-05 | RED-000088 | A | duty | CBL-000175 | 1 | SYN-DI-CHARM | SYN-DI-TB | no | no | no | loop_checked
SIG-000349 | DI | Valve open limit 00350 | G-0099 | AREA-06 |  |  | standby | CBL-000175 | 2 | SYN-DI-CHARM | SYN-DI-TB | no | no | no | unwired
SIG-000350 | DI | High level switch 00351 | G-0100 | AREA-07 | RED-000088 | B | duty | CBL-000176 | 1 | SYN-DI-CHARM | SYN-DI-TB | no | no | no | loop_checked
SIG-000351 | DI | Motor running feedback 00352 | G-0101 | AREA-08 |  |  | standby | CBL-000176 | 2 | SYN-DI-CHARM | SYN-DI-TB | no | no | no | loop_checked
SIG-000352 | DO | Solenoid command 00353 | G-0102 | AREA-01 | RED-000089 | A | duty | CBL-000177 | 1 | SYN-DO-CHARM | SYN-DO-TB | no | yes | no | wired
SIG-000353 | DO | Alarm reset output 00354 | G-0103 | AREA-02 |  |  | standby | CBL-000177 | 2 | SYN-DO-CHARM | SYN-DO-TB | no | yes | no | unwired
SIG-000354 | DI | Motor running feedback 00355 | G-0104 | AREA-03 | RED-000089 | B | duty | CBL-000178 | 1 | SYN-DI-CHARM | SYN-DI-TB | no | no | no | unwired
SIG-000355 | DI | Valve open limit 00356 | G-0105 | AREA-04 |  |  | standby | CBL-000178 | 2 | SYN-DI-CHARM | SYN-DI-TB | no | no | no | fat_tested
SIG-000356 | DI | High level switch 00357 | G-0106 | AREA-05 | RED-000090 | A | duty | CBL-000179 | 1 | SYN-DI-CHARM | SYN-DI-TB | no | no | no | unwired
SIG-000357 | DI | Motor running feedback 00358 | G-0107 | AREA-06 |  |  | standby | CBL-000179 | 2 | SYN-DI-CHARM | SYN-DI-TB | no | no | no | loop_checked
SIG-000358 | AO | Speed reference 00359 | G-0108 | AREA-07 | RED-000090 | B | duty | CBL-000180 | 1 | SYN-AO-CHARM | SYN-AO-TB | yes | yes | yes | unwired
SIG-000359 | AO | Pressure setpoint 00360 | G-0109 | AREA-08 |  |  | standby | CBL-000180 | 2 | SYN-AO-CHARM | SYN-AO-TB | yes | yes | yes | unwired
SIG-000360 | DO | Motor start command 00361 | G-0110 | AREA-01 | RED-000091 | A | duty | CBL-000181 | 1 | SYN-DO-CHARM | SYN-DO-TB | no | yes | no | loop_checked
SIG-000361 | DO | Solenoid command 00362 | G-0111 | AREA-02 |  |  | standby | CBL-000181 | 2 | SYN-DO-CHARM | SYN-DO-TB | no | yes | no | fat_tested
SIG-000362 | DI | High level switch 00363 | G-0112 | AREA-03 | RED-000091 | B | duty | CBL-000182 | 1 | SYN-DI-CHARM | SYN-DI-TB | no | no | no | unwired
SIG-000363 | DI | Motor running feedback 00364 | G-0113 | AREA-04 |  |  | standby | CBL-000182 | 2 | SYN-DI-CHARM | SYN-DI-TB | no | no | no | wired
SIG-000364 | AI | Process temperature 00365 | G-0114 | AREA-05 | RED-000092 | A | duty | CBL-000183 | 1 | SYN-AI-CHARM | SYN-AI-TB | yes | no | no | wired
SIG-000365 | AI | Suction pressure 00366 | G-0115 | AREA-06 |  |  | standby | CBL-000183 | 2 | SYN-AI-CHARM | SYN-AI-TB | yes | no | no | unwired
SIG-000366 | DI | Motor running feedback 00367 | G-0116 | AREA-07 | RED-000092 | B | duty | CBL-000184 | 1 | SYN-DI-CHARM | SYN-DI-TB | no | no | no | unwired
SIG-000367 | DI | Valve open limit 00368 | G-0117 | AREA-08 |  |  | standby | CBL-000184 | 2 | SYN-DI-CHARM | SYN-DI-TB | no | no | no | unwired
SIG-000368 | DI | High level switch 00369 | G-0118 | AREA-01 | RED-000093 | A | duty | CBL-000185 | 1 | SYN-DI-CHARM | SYN-DI-TB | no | no | no | fat_tested
SIG-000369 | DI | Motor running feedback 00370 | G-0119 | AREA-02 |  |  | standby | CBL-000185 | 2 | SYN-DI-CHARM | SYN-DI-TB | no | no | no | unwired
SIG-000370 | DO | Solenoid command 00371 | G-0120 | AREA-03 | RED-000093 | B | duty | CBL-000186 | 1 | SYN-DO-CHARM | SYN-DO-TB | no | yes | no | unwired
SIG-000371 | DO | Alarm reset output 00372 | G-0121 | AREA-04 |  |  | standby | CBL-000186 | 2 | SYN-DO-CHARM | SYN-DO-TB | no | yes | no | wired
SIG-000372 | AI | Process temperature 00373 | G-0122 | AREA-05 | RED-000094 | A | duty | CBL-000187 | 1 | SYN-AI-CHARM | SYN-AI-TB | yes | no | no | unwired
SIG-000373 | AI | Suction pressure 00374 | G-0123 | AREA-06 |  |  | standby | CBL-000187 | 2 | SYN-AI-CHARM | SYN-AI-TB | yes | no | no | loop_checked
SIG-000374 | DI | High level switch 00375 | G-0124 | AREA-07 | RED-000094 | B | duty | CBL-000188 | 1 | SYN-DI-CHARM | SYN-DI-TB | no | no | no | wired
SIG-000375 | DI | Motor running feedback 00376 | G-0125 | AREA-08 |  |  | standby | CBL-000188 | 2 | SYN-DI-CHARM | SYN-DI-TB | no | no | no | unwired
SIG-000376 | AI | Process temperature 00377 | G-0126 | AREA-01 | RED-000095 | A | duty | CBL-000189 | 1 | SYN-AI-CHARM | SYN-AI-TB | yes | no | no | wired
SIG-000377 | AI | Suction pressure 00378 | G-0127 | AREA-02 |  |  | standby | CBL-000189 | 2 | SYN-AI-CHARM | SYN-AI-TB | yes | no | no | unwired
SIG-000378 | AO | Control valve demand 00379 | G-0128 | AREA-03 | RED-000095 | B | duty | CBL-000190 | 1 | SYN-AO-CHARM | SYN-AO-TB | yes | yes | yes | loop_checked
SIG-000379 | AO | Speed reference 00380 | G-0129 | AREA-04 |  |  | standby | CBL-000190 | 2 | SYN-AO-CHARM | SYN-AO-TB | yes | yes | yes | loop_checked
SIG-000380 | AI | Process temperature 00381 | G-0130 | AREA-05 | RED-000096 | A | duty | CBL-000191 | 1 | SYN-AI-CHARM | SYN-AI-TB | yes | no | no | loop_checked
SIG-000381 | AI | Suction pressure 00382 | G-0131 | AREA-06 |  |  | standby | CBL-000191 | 2 | SYN-AI-CHARM | SYN-AI-TB | yes | no | no | unwired
SIG-000382 | AO | Speed reference 00383 | G-0132 | AREA-07 | RED-000096 | B | duty | CBL-000192 | 1 | SYN-AO-CHARM | SYN-AO-TB | yes | yes | yes | wired
SIG-000383 | AO | Pressure setpoint 00384 | G-0133 | AREA-08 |  |  | standby | CBL-000192 | 2 | SYN-AO-CHARM | SYN-AO-TB | yes | yes | yes | wired
SIG-000384 | DO | Motor start command 00385 | G-0134 | AREA-01 | RED-000097 | A | duty | CBL-000193 | 1 | SYN-DO-CHARM | SYN-DO-TB | no | yes | no | unwired
SIG-000385 | DO | Solenoid command 00386 | G-0135 | AREA-02 |  |  | standby | CBL-000193 | 2 | SYN-DO-CHARM | SYN-DO-TB | no | yes | no | wired
SIG-000386 | DI | High level switch 00387 | G-0136 | AREA-03 | RED-000097 | B | duty | CBL-000194 | 1 | SYN-DI-CHARM | SYN-DI-TB | no | no | no | wired
SIG-000387 | DI | Motor running feedback 00388 | G-0137 | AREA-04 |  |  | standby | CBL-000194 | 2 | SYN-DI-CHARM | SYN-DI-TB | no | no | no | fat_tested
SIG-000388 | AI | Process temperature 00389 | G-0138 | AREA-05 | RED-000098 | A | duty | CBL-000195 | 1 | SYN-AI-CHARM | SYN-AI-TB | yes | no | no | unwired
SIG-000389 | AI | Suction pressure 00390 | G-0139 | AREA-06 |  |  | standby | CBL-000195 | 2 | SYN-AI-CHARM | SYN-AI-TB | yes | no | no | unwired
SIG-000390 | AI | Tank level 00391 | G-0140 | AREA-07 | RED-000098 | B | duty | CBL-000196 | 1 | SYN-AI-CHARM | SYN-AI-TB | yes | no | no | wired
SIG-000391 | AI | Flow rate 00392 | G-0141 | AREA-08 |  |  | standby | CBL-000196 | 2 | SYN-AI-CHARM | SYN-AI-TB | yes | no | no | unwired
SIG-000392 | AI | Process temperature 00393 | G-0142 | AREA-01 | RED-000099 | A | duty | CBL-000197 | 1 | SYN-AI-CHARM | SYN-AI-TB | yes | no | no | loop_checked
SIG-000393 | AI | Suction pressure 00394 | G-0143 | AREA-02 |  |  | standby | CBL-000197 | 2 | SYN-AI-CHARM | SYN-AI-TB | yes | no | no | loop_checked
SIG-000394 | DI | Valve open limit 00395 | G-0144 | AREA-03 | RED-000099 | B | duty | CBL-000198 | 1 | SYN-DI-CHARM | SYN-DI-TB | no | no | no | unwired
SIG-000395 | DI | High level switch 00396 | G-0145 | AREA-04 |  |  | standby | CBL-000198 | 2 | SYN-DI-CHARM | SYN-DI-TB | no | no | no | unwired
SIG-000396 | DI | Motor running feedback 00397 | G-0146 | AREA-05 | RED-000100 | A | duty | CBL-000199 | 1 | SYN-DI-CHARM | SYN-DI-TB | no | no | no | wired
SIG-000397 | DI | Valve open limit 00398 | G-0147 | AREA-06 |  |  | standby | CBL-000199 | 2 | SYN-DI-CHARM | SYN-DI-TB | no | no | no | wired
SIG-000398 | AO | Pressure setpoint 00399 | G-0148 | AREA-07 | RED-000100 | B | duty | CBL-000200 | 1 | SYN-AO-CHARM | SYN-AO-TB | yes | yes | yes | unwired
SIG-000399 | AO | Control valve demand 00400 | G-0149 | AREA-08 |  |  | standby | CBL-000200 | 2 | SYN-AO-CHARM | SYN-AO-TB | yes | yes | yes | wired
SIG-000400 | DI | Valve open limit 00401 | G-0150 | AREA-01 | RED-000101 | A | duty | CBL-000201 | 1 | SYN-DI-CHARM | SYN-DI-TB | no | no | no | unwired
SIG-000401 | DI | High level switch 00402 | G-0151 | AREA-02 |  |  | standby | CBL-000201 | 2 | SYN-DI-CHARM | SYN-DI-TB | no | no | no | unwired
SIG-000402 | AI | Tank level 00403 | G-0152 | AREA-03 | RED-000101 | B | duty | CBL-000202 | 1 | SYN-AI-CHARM | SYN-AI-TB | yes | no | no | wired
SIG-000403 | AI | Flow rate 00404 | G-0153 | AREA-04 |  |  | standby | CBL-000202 | 2 | SYN-AI-CHARM | SYN-AI-TB | yes | no | no | loop_checked
SIG-000404 | DI | High level switch 00405 | G-0154 | AREA-05 | RED-000102 | A | duty | CBL-000203 | 1 | SYN-DI-CHARM | SYN-DI-TB | no | no | no | unwired
SIG-000405 | DI | Motor running feedback 00406 | G-0155 | AREA-06 |  |  | standby | CBL-000203 | 2 | SYN-DI-CHARM | SYN-DI-TB | no | no | no | unwired
SIG-000406 | AI | Tank level 00407 | G-0156 | AREA-07 | RED-000102 | B | duty | CBL-000204 | 1 | SYN-AI-CHARM | SYN-AI-TB | yes | no | no | unwired
SIG-000407 | AI | Flow rate 00408 | G-0157 | AREA-08 |  |  | standby | CBL-000204 | 2 | SYN-AI-CHARM | SYN-AI-TB | yes | no | no | unwired
SIG-000408 | AI | Process temperature 00409 | G-0158 | AREA-01 | RED-000103 | A | duty | CBL-000205 | 1 | SYN-AI-CHARM | SYN-AI-TB | yes | no | no | unwired
SIG-000409 | AI | Suction pressure 00410 | G-0159 | AREA-02 |  |  | standby | CBL-000205 | 2 | SYN-AI-CHARM | SYN-AI-TB | yes | no | no | unwired
SIG-000410 | DO | Alarm reset output 00411 | G-0160 | AREA-03 | RED-000103 | B | duty | CBL-000206 | 1 | SYN-DO-CHARM | SYN-DO-TB | no | yes | no | wired
SIG-000411 | DO | Motor start command 00412 | G-0161 | AREA-04 |  |  | standby | CBL-000206 | 2 | SYN-DO-CHARM | SYN-DO-TB | no | yes | no | wired
SIG-000412 | DI | Valve open limit 00413 | G-0162 | AREA-05 | RED-000104 | A | duty | CBL-000207 | 1 | SYN-DI-CHARM | SYN-DI-TB | no | no | no | loop_checked
SIG-000413 | DI | High level switch 00414 | G-0163 | AREA-06 |  |  | standby | CBL-000207 | 2 | SYN-DI-CHARM | SYN-DI-TB | no | no | no | unwired
SIG-000414 | AO | Control valve demand 00415 | G-0164 | AREA-07 | RED-000104 | B | duty | CBL-000208 | 1 | SYN-AO-CHARM | SYN-AO-TB | yes | yes | yes | unwired
SIG-000415 | AO | Speed reference 00416 | G-0165 | AREA-08 |  |  | standby | CBL-000208 | 2 | SYN-AO-CHARM | SYN-AO-TB | yes | yes | yes | loop_checked
SIG-000416 | DO | Alarm reset output 00417 | G-0166 | AREA-01 | RED-000105 | A | duty | CBL-000209 | 1 | SYN-DO-CHARM | SYN-DO-TB | no | yes | no | loop_checked
SIG-000417 | DO | Motor start command 00418 | G-0167 | AREA-02 |  |  | standby | CBL-000209 | 2 | SYN-DO-CHARM | SYN-DO-TB | no | yes | no | wired
SIG-000418 | DI | Valve open limit 00419 | G-0168 | AREA-03 | RED-000105 | B | duty | CBL-000210 | 1 | SYN-DI-CHARM | SYN-DI-TB | no | no | no | unwired
SIG-000419 | DI | High level switch 00420 | G-0169 | AREA-04 |  |  | standby | CBL-000210 | 2 | SYN-DI-CHARM | SYN-DI-TB | no | no | no | wired
SIG-000420 | AI | Process temperature 00421 | G-0170 | AREA-05 | RED-000106 | A | duty | CBL-000211 | 1 | SYN-AI-CHARM | SYN-AI-TB | yes | no | no | unwired
SIG-000421 | AI | Suction pressure 00422 | G-0171 | AREA-06 |  |  | standby | CBL-000211 | 2 | SYN-AI-CHARM | SYN-AI-TB | yes | no | no | unwired
SIG-000422 | AO | Pressure setpoint 00423 | G-0172 | AREA-07 | RED-000106 | B | duty | CBL-000212 | 1 | SYN-AO-CHARM | SYN-AO-TB | yes | yes | yes | unwired
SIG-000423 | AO | Control valve demand 00424 | G-0173 | AREA-08 |  |  | standby | CBL-000212 | 2 | SYN-AO-CHARM | SYN-AO-TB | yes | yes | yes | wired
SIG-000424 | AI | Process temperature 00425 | G-0174 | AREA-01 | RED-000107 | A | duty | CBL-000213 | 1 | SYN-AI-CHARM | SYN-AI-TB | yes | no | no | unwired
SIG-000425 | AI | Suction pressure 00426 | G-0175 | AREA-02 |  |  | standby | CBL-000213 | 2 | SYN-AI-CHARM | SYN-AI-TB | yes | no | no | unwired
SIG-000426 | AI | Tank level 00427 | G-0176 | AREA-03 | RED-000107 | B | duty | CBL-000214 | 1 | SYN-AI-CHARM | SYN-AI-TB | yes | no | no | unwired
SIG-000427 | AI | Flow rate 00428 | G-0177 | AREA-04 |  |  | standby | CBL-000214 | 2 | SYN-AI-CHARM | SYN-AI-TB | yes | no | no | unwired
SIG-000428 | DI | High level switch 00429 | G-0178 | AREA-05 | RED-000108 | A | duty | CBL-000215 | 1 | SYN-DI-CHARM | SYN-DI-TB | no | no | no | wired
SIG-000429 | DI | Motor running feedback 00430 | G-0179 | AREA-06 |  |  | standby | CBL-000215 | 2 | SYN-DI-CHARM | SYN-DI-TB | no | no | no | unwired
SIG-000430 | DI | Valve open limit 00431 | G-0180 | AREA-07 | RED-000108 | B | duty | CBL-000216 | 1 | SYN-DI-CHARM | SYN-DI-TB | no | no | no | unwired
SIG-000431 | DI | High level switch 00432 | G-0181 | AREA-08 |  |  | standby | CBL-000216 | 2 | SYN-DI-CHARM | SYN-DI-TB | no | no | no | unwired
SIG-000432 | AI | Process temperature 00433 | G-0182 | AREA-01 | RED-000109 | A | duty | CBL-000217 | 1 | SYN-AI-CHARM | SYN-AI-TB | yes | no | no | unwired
SIG-000433 | AI | Suction pressure 00434 | G-0183 | AREA-02 |  |  | standby | CBL-000217 | 2 | SYN-AI-CHARM | SYN-AI-TB | yes | no | no | unwired
SIG-000434 | DO | Alarm reset output 00435 | G-0184 | AREA-03 | RED-000109 | B | duty | CBL-000218 | 1 | SYN-DO-CHARM | SYN-DO-TB | no | yes | no | loop_checked
SIG-000435 | DO | Motor start command 00436 | G-0185 | AREA-04 |  |  | standby | CBL-000218 | 2 | SYN-DO-CHARM | SYN-DO-TB | no | yes | no | loop_checked
SIG-000436 | DI | Valve open limit 00437 | G-0186 | AREA-05 | RED-000110 | A | duty | CBL-000219 | 1 | SYN-DI-CHARM | SYN-DI-TB | no | no | no | wired
SIG-000437 | DI | High level switch 00438 | G-0187 | AREA-06 |  |  | standby | CBL-000219 | 2 | SYN-DI-CHARM | SYN-DI-TB | no | no | no | wired
SIG-000438 | DO | Motor start command 00439 | G-0188 | AREA-07 | RED-000110 | B | duty | CBL-000220 | 1 | SYN-DO-CHARM | SYN-DO-TB | no | yes | no | unwired
SIG-000439 | DO | Solenoid command 00440 | G-0189 | AREA-08 |  |  | standby | CBL-000220 | 2 | SYN-DO-CHARM | SYN-DO-TB | no | yes | no | loop_checked
SIG-000440 | AI | Process temperature 00441 | G-0190 | AREA-01 | RED-000111 | A | duty | CBL-000221 | 1 | SYN-AI-CHARM | SYN-AI-TB | yes | no | no | fat_tested
SIG-000441 | AI | Suction pressure 00442 | G-0191 | AREA-02 |  |  | standby | CBL-000221 | 2 | SYN-AI-CHARM | SYN-AI-TB | yes | no | no | unwired
SIG-000442 | AO | Speed reference 00443 | G-0192 | AREA-03 | RED-000111 | B | duty | CBL-000222 | 1 | SYN-AO-CHARM | SYN-AO-TB | yes | yes | yes | wired
SIG-000443 | AO | Pressure setpoint 00444 | G-0193 | AREA-04 |  |  | standby | CBL-000222 | 2 | SYN-AO-CHARM | SYN-AO-TB | yes | yes | yes | loop_checked
SIG-000444 | DI | Motor running feedback 00445 | G-0194 | AREA-05 | RED-000112 | A | duty | CBL-000223 | 1 | SYN-DI-CHARM | SYN-DI-TB | no | no | no | unwired
SIG-000445 | DI | Valve open limit 00446 | G-0195 | AREA-06 |  |  | standby | CBL-000223 | 2 | SYN-DI-CHARM | SYN-DI-TB | no | no | no | unwired
SIG-000446 | AI | Tank level 00447 | G-0196 | AREA-07 | RED-000112 | B | duty | CBL-000224 | 1 | SYN-AI-CHARM | SYN-AI-TB | yes | no | no | unwired
SIG-000447 | AI | Flow rate 00448 | G-0197 | AREA-08 |  |  | standby | CBL-000224 | 2 | SYN-AI-CHARM | SYN-AI-TB | yes | no | no | unwired
SIG-000448 | AI | Process temperature 00449 | G-0198 | AREA-01 | RED-000113 | A | duty | CBL-000225 | 1 | SYN-AI-CHARM | SYN-AI-TB | yes | no | no | wired
SIG-000449 | AI | Suction pressure 00450 | G-0199 | AREA-02 |  |  | standby | CBL-000225 | 2 | SYN-AI-CHARM | SYN-AI-TB | yes | no | no | wired
SIG-000450 | DI | Motor running feedback 00451 | G-0200 | AREA-03 | RED-000113 | B | duty | CBL-000226 | 1 | SYN-DI-CHARM | SYN-DI-TB | no | no | no | wired
SIG-000451 | DI | Valve open limit 00452 | G-0201 | AREA-04 |  |  | standby | CBL-000226 | 2 | SYN-DI-CHARM | SYN-DI-TB | no | no | no | loop_checked
SIG-000452 | DO | Alarm reset output 00453 | G-0202 | AREA-05 | RED-000114 | A | duty | CBL-000227 | 1 | SYN-DO-CHARM | SYN-DO-TB | no | yes | no | unwired
SIG-000453 | DO | Motor start command 00454 | G-0203 | AREA-06 |  |  | standby | CBL-000227 | 2 | SYN-DO-CHARM | SYN-DO-TB | no | yes | no | unwired
SIG-000454 | AI | Tank level 00455 | G-0204 | AREA-07 | RED-000114 | B | duty | CBL-000228 | 1 | SYN-AI-CHARM | SYN-AI-TB | yes | no | no | unwired
SIG-000455 | AI | Flow rate 00456 | G-0205 | AREA-08 |  |  | standby | CBL-000228 | 2 | SYN-AI-CHARM | SYN-AI-TB | yes | no | no | wired
SIG-000456 | DO | Motor start command 00457 | G-0206 | AREA-01 | RED-000115 | A | duty | CBL-000229 | 1 | SYN-DO-CHARM | SYN-DO-TB | no | yes | no | wired
SIG-000457 | DO | Solenoid command 00458 | G-0207 | AREA-02 |  |  | standby | CBL-000229 | 2 | SYN-DO-CHARM | SYN-DO-TB | no | yes | no | loop_checked
SIG-000458 | DI | High level switch 00459 | G-0208 | AREA-03 | RED-000115 | B | duty | CBL-000230 | 1 | SYN-DI-CHARM | SYN-DI-TB | no | no | no | unwired
SIG-000459 | DI | Motor running feedback 00460 | G-0209 | AREA-04 |  |  | standby | CBL-000230 | 2 | SYN-DI-CHARM | SYN-DI-TB | no | no | no | wired
SIG-000460 | DI | Valve open limit 00461 | G-0210 | AREA-05 | RED-000116 | A | duty | CBL-000231 | 1 | SYN-DI-CHARM | SYN-DI-TB | no | no | no | fat_tested
SIG-000461 | DI | High level switch 00462 | G-0211 | AREA-06 |  |  | standby | CBL-000231 | 2 | SYN-DI-CHARM | SYN-DI-TB | no | no | no | unwired
SIG-000462 | AI | Tank level 00463 | G-0212 | AREA-07 | RED-000116 | B | duty | CBL-000232 | 1 | SYN-AI-CHARM | SYN-AI-TB | yes | no | no | wired
SIG-000463 | AI | Flow rate 00464 | G-0213 | AREA-08 |  |  | standby | CBL-000232 | 2 | SYN-AI-CHARM | SYN-AI-TB | yes | no | no | unwired
SIG-000464 | DI | High level switch 00465 | G-0214 | AREA-01 | RED-000117 | A | duty | CBL-000233 | 1 | SYN-DI-CHARM | SYN-DI-TB | no | no | no | unwired
SIG-000465 | DI | Motor running feedback 00466 | G-0215 | AREA-02 |  |  | standby | CBL-000233 | 2 | SYN-DI-CHARM | SYN-DI-TB | no | no | no | loop_checked
SIG-000466 | AO | Speed reference 00467 | G-0216 | AREA-03 | RED-000117 | B | duty | CBL-000234 | 1 | SYN-AO-CHARM | SYN-AO-TB | yes | yes | yes | unwired
SIG-000467 | AO | Pressure setpoint 00468 | G-0217 | AREA-04 |  |  | standby | CBL-000234 | 2 | SYN-AO-CHARM | SYN-AO-TB | yes | yes | yes | unwired
SIG-000468 | DI | Motor running feedback 00469 | G-0218 | AREA-05 | RED-000118 | A | duty | CBL-000235 | 1 | SYN-DI-CHARM | SYN-DI-TB | no | no | no | unwired
SIG-000469 | DI | Valve open limit 00470 | G-0219 | AREA-06 |  |  | standby | CBL-000235 | 2 | SYN-DI-CHARM | SYN-DI-TB | no | no | no | unwired
SIG-000470 | AI | Tank level 00471 | G-0220 | AREA-07 | RED-000118 | B | duty | CBL-000236 | 1 | SYN-AI-CHARM | SYN-AI-TB | yes | no | no | wired
SIG-000471 | AI | Flow rate 00472 | G-0221 | AREA-08 |  |  | standby | CBL-000236 | 2 | SYN-AI-CHARM | SYN-AI-TB | yes | no | no | unwired
SIG-000472 | DI | Valve open limit 00473 | G-0222 | AREA-01 | RED-000119 | A | duty | CBL-000237 | 1 | SYN-DI-CHARM | SYN-DI-TB | no | no | no | unwired
SIG-000473 | DI | High level switch 00474 | G-0223 | AREA-02 |  |  | standby | CBL-000237 | 2 | SYN-DI-CHARM | SYN-DI-TB | no | no | no | unwired
SIG-000474 | AI | Tank level 00475 | G-0224 | AREA-03 | RED-000119 | B | duty | CBL-000238 | 1 | SYN-AI-CHARM | SYN-AI-TB | yes | no | no | wired
SIG-000475 | AI | Flow rate 00476 | G-0225 | AREA-04 |  |  | standby | CBL-000238 | 2 | SYN-AI-CHARM | SYN-AI-TB | yes | no | no | wired
SIG-000476 | AI | Process temperature 00477 | G-0226 | AREA-05 | RED-000120 | A | duty | CBL-000239 | 1 | SYN-AI-CHARM | SYN-AI-TB | yes | no | no | wired
SIG-000477 | AI | Suction pressure 00478 | G-0227 | AREA-06 |  |  | standby | CBL-000239 | 2 | SYN-AI-CHARM | SYN-AI-TB | yes | no | no | unwired
SIG-000478 | DO | Solenoid command 00479 | G-0228 | AREA-07 | RED-000120 | B | duty | CBL-000240 | 1 | SYN-DO-CHARM | SYN-DO-TB | no | yes | no | wired
SIG-000479 | DO | Alarm reset output 00480 | G-0229 | AREA-08 |  |  | standby | CBL-000240 | 2 | SYN-DO-CHARM | SYN-DO-TB | no | yes | no | unwired
SIG-000480 | AI | Process temperature 00481 | G-0230 | AREA-01 | RED-000121 | A | duty | CBL-000241 | 1 | SYN-AI-CHARM | SYN-AI-TB | yes | no | no | unwired
SIG-000481 | AI | Suction pressure 00482 | G-0231 | AREA-02 |  |  | standby | CBL-000241 | 2 | SYN-AI-CHARM | SYN-AI-TB | yes | no | no | wired
SIG-000482 | DO | Alarm reset output 00483 | G-0232 | AREA-03 | RED-000121 | B | duty | CBL-000242 | 1 | SYN-DO-CHARM | SYN-DO-TB | no | yes | no | unwired
SIG-000483 | DO | Motor start command 00484 | G-0233 | AREA-04 |  |  | standby | CBL-000242 | 2 | SYN-DO-CHARM | SYN-DO-TB | no | yes | no | unwired
SIG-000484 | AI | Process temperature 00485 | G-0234 | AREA-05 | RED-000122 | A | duty | CBL-000243 | 1 | SYN-AI-CHARM | SYN-AI-TB | yes | no | no | unwired
SIG-000485 | AI | Suction pressure 00486 | G-0235 | AREA-06 |  |  | standby | CBL-000243 | 2 | SYN-AI-CHARM | SYN-AI-TB | yes | no | no | unwired
SIG-000486 | AI | Tank level 00487 | G-0236 | AREA-07 | RED-000122 | B | duty | CBL-000244 | 1 | SYN-AI-CHARM | SYN-AI-TB | yes | no | no | unwired
SIG-000487 | AI | Flow rate 00488 | G-0237 | AREA-08 |  |  | standby | CBL-000244 | 2 | SYN-AI-CHARM | SYN-AI-TB | yes | no | no | fat_tested
SIG-000488 | DO | Alarm reset output 00489 | G-0238 | AREA-01 | RED-000123 | A | duty | CBL-000245 | 1 | SYN-DO-CHARM | SYN-DO-TB | no | yes | no | unwired
SIG-000489 | DO | Motor start command 00490 | G-0239 | AREA-02 |  |  | standby | CBL-000245 | 2 | SYN-DO-CHARM | SYN-DO-TB | no | yes | no | wired
SIG-000490 | DI | Valve open limit 00491 | G-0240 | AREA-03 | RED-000123 | B | duty | CBL-000246 | 1 | SYN-DI-CHARM | SYN-DI-TB | no | no | no | unwired
SIG-000491 | DI | High level switch 00492 | G-0241 | AREA-04 |  |  | standby | CBL-000246 | 2 | SYN-DI-CHARM | SYN-DI-TB | no | no | no | unwired
SIG-000492 | DO | Motor start command 00493 | G-0242 | AREA-05 | RED-000124 | A | duty | CBL-000247 | 1 | SYN-DO-CHARM | SYN-DO-TB | no | yes | no | loop_checked
SIG-000493 | DO | Solenoid command 00494 | G-0243 | AREA-06 |  |  | standby | CBL-000247 | 2 | SYN-DO-CHARM | SYN-DO-TB | no | yes | no | unwired
SIG-000494 | DO | Alarm reset output 00495 | G-0244 | AREA-07 | RED-000124 | B | duty | CBL-000248 | 1 | SYN-DO-CHARM | SYN-DO-TB | no | yes | no | unwired
SIG-000495 | DO | Motor start command 00496 | G-0245 | AREA-08 |  |  | standby | CBL-000248 | 2 | SYN-DO-CHARM | SYN-DO-TB | no | yes | no | wired
SIG-000496 | DO | Solenoid command 00497 | G-0246 | AREA-01 | RED-000125 | A | duty | CBL-000249 | 1 | SYN-DO-CHARM | SYN-DO-TB | no | yes | no | fat_tested
SIG-000497 | DO | Alarm reset output 00498 | G-0247 | AREA-02 |  |  | standby | CBL-000249 | 2 | SYN-DO-CHARM | SYN-DO-TB | no | yes | no | loop_checked
SIG-000498 | DO | Motor start command 00499 | G-0248 | AREA-03 | RED-000125 | B | duty | CBL-000250 | 1 | SYN-DO-CHARM | SYN-DO-TB | no | yes | no | wired
SIG-000499 | DO | Solenoid command 00500 | G-0249 | AREA-04 |  |  | standby | CBL-000250 | 2 | SYN-DO-CHARM | SYN-DO-TB | no | yes | no | unwired
SIG-000500 | DI | High level switch 00501 | G-0000 | AREA-05 | RED-000126 | A | duty | CBL-000251 | 1 | SYN-DI-CHARM | SYN-DI-TB | no | no | no | wired
SIG-000501 | DI | Motor running feedback 00502 | G-0001 | AREA-06 |  |  | standby | CBL-000251 | 2 | SYN-DI-CHARM | SYN-DI-TB | no | no | no | unwired
SIG-000502 | DI | Valve open limit 00503 | G-0002 | AREA-07 | RED-000126 | B | duty | CBL-000252 | 1 | SYN-DI-CHARM | SYN-DI-TB | no | no | no | fat_tested
SIG-000503 | DI | High level switch 00504 | G-0003 | AREA-08 |  |  | standby | CBL-000252 | 2 | SYN-DI-CHARM | SYN-DI-TB | no | no | no | unwired
SIG-000504 | AO | Control valve demand 00505 | G-0004 | AREA-01 | RED-000127 | A | duty | CBL-000253 | 1 | SYN-AO-CHARM | SYN-AO-TB | yes | yes | yes | loop_checked
SIG-000505 | AO | Speed reference 00506 | G-0005 | AREA-02 |  |  | standby | CBL-000253 | 2 | SYN-AO-CHARM | SYN-AO-TB | yes | yes | yes | unwired
SIG-000506 | DI | High level switch 00507 | G-0006 | AREA-03 | RED-000127 | B | duty | CBL-000254 | 1 | SYN-DI-CHARM | SYN-DI-TB | no | no | no | wired
SIG-000507 | DI | Motor running feedback 00508 | G-0007 | AREA-04 |  |  | standby | CBL-000254 | 2 | SYN-DI-CHARM | SYN-DI-TB | no | no | no | unwired
SIG-000508 | AO | Speed reference 00509 | G-0008 | AREA-05 | RED-000128 | A | duty | CBL-000255 | 1 | SYN-AO-CHARM | SYN-AO-TB | yes | yes | yes | loop_checked
SIG-000509 | AO | Pressure setpoint 00510 | G-0009 | AREA-06 |  |  | standby | CBL-000255 | 2 | SYN-AO-CHARM | SYN-AO-TB | yes | yes | yes | loop_checked
SIG-000510 | DO | Motor start command 00511 | G-0010 | AREA-07 | RED-000128 | B | duty | CBL-000256 | 1 | SYN-DO-CHARM | SYN-DO-TB | no | yes | no | wired
SIG-000511 | DO | Solenoid command 00512 | G-0011 | AREA-08 |  |  | standby | CBL-000256 | 2 | SYN-DO-CHARM | SYN-DO-TB | no | yes | no | unwired
SIG-000512 | AI | Process temperature 00513 | G-0012 | AREA-01 | RED-000129 | A | duty | CBL-000257 | 1 | SYN-AI-CHARM | SYN-AI-TB | yes | no | no | unwired
SIG-000513 | AI | Suction pressure 00514 | G-0013 | AREA-02 |  |  | standby | CBL-000257 | 2 | SYN-AI-CHARM | SYN-AI-TB | yes | no | no | wired
SIG-000514 | AO | Speed reference 00515 | G-0014 | AREA-03 | RED-000129 | B | duty | CBL-000258 | 1 | SYN-AO-CHARM | SYN-AO-TB | yes | yes | yes | unwired
SIG-000515 | AO | Pressure setpoint 00516 | G-0015 | AREA-04 |  |  | standby | CBL-000258 | 2 | SYN-AO-CHARM | SYN-AO-TB | yes | yes | yes | wired
SIG-000516 | DO | Motor start command 00517 | G-0016 | AREA-05 | RED-000130 | A | duty | CBL-000259 | 1 | SYN-DO-CHARM | SYN-DO-TB | no | yes | no | unwired
SIG-000517 | DO | Solenoid command 00518 | G-0017 | AREA-06 |  |  | standby | CBL-000259 | 2 | SYN-DO-CHARM | SYN-DO-TB | no | yes | no | unwired
SIG-000518 | DO | Alarm reset output 00519 | G-0018 | AREA-07 | RED-000130 | B | duty | CBL-000260 | 1 | SYN-DO-CHARM | SYN-DO-TB | no | yes | no | unwired
SIG-000519 | DO | Motor start command 00520 | G-0019 | AREA-08 |  |  | standby | CBL-000260 | 2 | SYN-DO-CHARM | SYN-DO-TB | no | yes | no | unwired
SIG-000520 | AI | Process temperature 00521 | G-0020 | AREA-01 | RED-000131 | A | duty | CBL-000261 | 1 | SYN-AI-CHARM | SYN-AI-TB | yes | no | no | unwired
SIG-000521 | AI | Suction pressure 00522 | G-0021 | AREA-02 |  |  | standby | CBL-000261 | 2 | SYN-AI-CHARM | SYN-AI-TB | yes | no | no | unwired
SIG-000522 | DI | Motor running feedback 00523 | G-0022 | AREA-03 | RED-000131 | B | duty | CBL-000262 | 1 | SYN-DI-CHARM | SYN-DI-TB | no | no | no | wired
SIG-000523 | DI | Valve open limit 00524 | G-0023 | AREA-04 |  |  | standby | CBL-000262 | 2 | SYN-DI-CHARM | SYN-DI-TB | no | no | no | loop_checked
SIG-000524 | DO | Alarm reset output 00525 | G-0024 | AREA-05 | RED-000132 | A | duty | CBL-000263 | 1 | SYN-DO-CHARM | SYN-DO-TB | no | yes | no | wired
SIG-000525 | DO | Motor start command 00526 | G-0025 | AREA-06 |  |  | standby | CBL-000263 | 2 | SYN-DO-CHARM | SYN-DO-TB | no | yes | no | loop_checked
SIG-000526 | AI | Tank level 00527 | G-0026 | AREA-07 | RED-000132 | B | duty | CBL-000264 | 1 | SYN-AI-CHARM | SYN-AI-TB | yes | no | no | unwired
SIG-000527 | AI | Flow rate 00528 | G-0027 | AREA-08 |  |  | standby | CBL-000264 | 2 | SYN-AI-CHARM | SYN-AI-TB | yes | no | no | loop_checked
SIG-000528 | AI | Process temperature 00529 | G-0028 | AREA-01 | RED-000133 | A | duty | CBL-000265 | 1 | SYN-AI-CHARM | SYN-AI-TB | yes | no | no | unwired
SIG-000529 | AI | Suction pressure 00530 | G-0029 | AREA-02 |  |  | standby | CBL-000265 | 2 | SYN-AI-CHARM | SYN-AI-TB | yes | no | no | unwired
SIG-000530 | DI | High level switch 00531 | G-0030 | AREA-03 | RED-000133 | B | duty | CBL-000266 | 1 | SYN-DI-CHARM | SYN-DI-TB | no | no | no | loop_checked
SIG-000531 | DI | Motor running feedback 00532 | G-0031 | AREA-04 |  |  | standby | CBL-000266 | 2 | SYN-DI-CHARM | SYN-DI-TB | no | no | no | wired
SIG-000532 | DI | Valve open limit 00533 | G-0032 | AREA-05 | RED-000134 | A | duty | CBL-000267 | 1 | SYN-DI-CHARM | SYN-DI-TB | no | no | no | loop_checked
SIG-000533 | DI | High level switch 00534 | G-0033 | AREA-06 |  |  | standby | CBL-000267 | 2 | SYN-DI-CHARM | SYN-DI-TB | no | no | no | unwired
SIG-000534 | DO | Motor start command 00535 | G-0034 | AREA-07 | RED-000134 | B | duty | CBL-000268 | 1 | SYN-DO-CHARM | SYN-DO-TB | no | yes | no | unwired
SIG-000535 | DO | Solenoid command 00536 | G-0035 | AREA-08 |  |  | standby | CBL-000268 | 2 | SYN-DO-CHARM | SYN-DO-TB | no | yes | no | unwired
SIG-000536 | AI | Process temperature 00537 | G-0036 | AREA-01 | RED-000135 | A | duty | CBL-000269 | 1 | SYN-AI-CHARM | SYN-AI-TB | yes | no | no | unwired
SIG-000537 | AI | Suction pressure 00538 | G-0037 | AREA-02 |  |  | standby | CBL-000269 | 2 | SYN-AI-CHARM | SYN-AI-TB | yes | no | no | unwired
SIG-000538 | AO | Speed reference 00539 | G-0038 | AREA-03 | RED-000135 | B | duty | CBL-000270 | 1 | SYN-AO-CHARM | SYN-AO-TB | yes | yes | yes | unwired
SIG-000539 | AO | Pressure setpoint 00540 | G-0039 | AREA-04 |  |  | standby | CBL-000270 | 2 | SYN-AO-CHARM | SYN-AO-TB | yes | yes | yes | unwired
SIG-000540 | DO | Motor start command 00541 | G-0040 | AREA-05 | RED-000136 | A | duty | CBL-000271 | 1 | SYN-DO-CHARM | SYN-DO-TB | no | yes | no | unwired
SIG-000541 | DO | Solenoid command 00542 | G-0041 | AREA-06 |  |  | standby | CBL-000271 | 2 | SYN-DO-CHARM | SYN-DO-TB | no | yes | no | wired
SIG-000542 | DI | High level switch 00543 | G-0042 | AREA-07 | RED-000136 | B | duty | CBL-000272 | 1 | SYN-DI-CHARM | SYN-DI-TB | no | no | no | wired
SIG-000543 | DI | Motor running feedback 00544 | G-0043 | AREA-08 |  |  | standby | CBL-000272 | 2 | SYN-DI-CHARM | SYN-DI-TB | no | no | no | loop_checked
SIG-000544 | AI | Process temperature 00545 | G-0044 | AREA-01 | RED-000137 | A | duty | CBL-000273 | 1 | SYN-AI-CHARM | SYN-AI-TB | yes | no | no | unwired
SIG-000545 | AI | Suction pressure 00546 | G-0045 | AREA-02 |  |  | standby | CBL-000273 | 2 | SYN-AI-CHARM | SYN-AI-TB | yes | no | no | unwired
SIG-000546 | DI | Motor running feedback 00547 | G-0046 | AREA-03 | RED-000137 | B | duty | CBL-000274 | 1 | SYN-DI-CHARM | SYN-DI-TB | no | no | no | loop_checked
SIG-000547 | DI | Valve open limit 00548 | G-0047 | AREA-04 |  |  | standby | CBL-000274 | 2 | SYN-DI-CHARM | SYN-DI-TB | no | no | no | wired
SIG-000548 | AI | Process temperature 00549 | G-0048 | AREA-05 | RED-000138 | A | duty | CBL-000275 | 1 | SYN-AI-CHARM | SYN-AI-TB | yes | no | no | fat_tested
SIG-000549 | AI | Suction pressure 00550 | G-0049 | AREA-06 |  |  | standby | CBL-000275 | 2 | SYN-AI-CHARM | SYN-AI-TB | yes | no | no | unwired
SIG-000550 | AI | Tank level 00551 | G-0050 | AREA-07 | RED-000138 | B | duty | CBL-000276 | 1 | SYN-AI-CHARM | SYN-AI-TB | yes | no | no | unwired
SIG-000551 | AI | Flow rate 00552 | G-0051 | AREA-08 |  |  | standby | CBL-000276 | 2 | SYN-AI-CHARM | SYN-AI-TB | yes | no | no | unwired
SIG-000552 | DI | Motor running feedback 00553 | G-0052 | AREA-01 | RED-000139 | A | duty | CBL-000277 | 1 | SYN-DI-CHARM | SYN-DI-TB | no | no | no | unwired
SIG-000553 | DI | Valve open limit 00554 | G-0053 | AREA-02 |  |  | standby | CBL-000277 | 2 | SYN-DI-CHARM | SYN-DI-TB | no | no | no | fat_tested
SIG-000554 | DI | High level switch 00555 | G-0054 | AREA-03 | RED-000139 | B | duty | CBL-000278 | 1 | SYN-DI-CHARM | SYN-DI-TB | no | no | no | loop_checked
SIG-000555 | DI | Motor running feedback 00556 | G-0055 | AREA-04 |  |  | standby | CBL-000278 | 2 | SYN-DI-CHARM | SYN-DI-TB | no | no | no | loop_checked
SIG-000556 | DI | Valve open limit 00557 | G-0056 | AREA-05 | RED-000140 | A | duty | CBL-000279 | 1 | SYN-DI-CHARM | SYN-DI-TB | no | no | no | unwired
SIG-000557 | DI | High level switch 00558 | G-0057 | AREA-06 |  |  | standby | CBL-000279 | 2 | SYN-DI-CHARM | SYN-DI-TB | no | no | no | unwired
SIG-000558 | DO | Motor start command 00559 | G-0058 | AREA-07 | RED-000140 | B | duty | CBL-000280 | 1 | SYN-DO-CHARM | SYN-DO-TB | no | yes | no | wired
SIG-000559 | DO | Solenoid command 00560 | G-0059 | AREA-08 |  |  | standby | CBL-000280 | 2 | SYN-DO-CHARM | SYN-DO-TB | no | yes | no | wired
SIG-000560 | DI | High level switch 00561 | G-0060 | AREA-01 | RED-000141 | A | duty | CBL-000281 | 1 | SYN-DI-CHARM | SYN-DI-TB | no | no | no | wired
SIG-000561 | DI | Motor running feedback 00562 | G-0061 | AREA-02 |  |  | standby | CBL-000281 | 2 | SYN-DI-CHARM | SYN-DI-TB | no | no | no | wired
SIG-000562 | DO | Solenoid command 00563 | G-0062 | AREA-03 | RED-000141 | B | duty | CBL-000282 | 1 | SYN-DO-CHARM | SYN-DO-TB | no | yes | no | unwired
SIG-000563 | DO | Alarm reset output 00564 | G-0063 | AREA-04 |  |  | standby | CBL-000282 | 2 | SYN-DO-CHARM | SYN-DO-TB | no | yes | no | fat_tested
SIG-000564 | DI | Motor running feedback 00565 | G-0064 | AREA-05 | RED-000142 | A | duty | CBL-000283 | 1 | SYN-DI-CHARM | SYN-DI-TB | no | no | no | unwired
SIG-000565 | DI | Valve open limit 00566 | G-0065 | AREA-06 |  |  | standby | CBL-000283 | 2 | SYN-DI-CHARM | SYN-DI-TB | no | no | no | loop_checked
SIG-000566 | AI | Tank level 00567 | G-0066 | AREA-07 | RED-000142 | B | duty | CBL-000284 | 1 | SYN-AI-CHARM | SYN-AI-TB | yes | no | no | fat_tested
SIG-000567 | AI | Flow rate 00568 | G-0067 | AREA-08 |  |  | standby | CBL-000284 | 2 | SYN-AI-CHARM | SYN-AI-TB | yes | no | no | wired
SIG-000568 | DO | Solenoid command 00569 | G-0068 | AREA-01 | RED-000143 | A | duty | CBL-000285 | 1 | SYN-DO-CHARM | SYN-DO-TB | no | yes | no | unwired
SIG-000569 | DO | Alarm reset output 00570 | G-0069 | AREA-02 |  |  | standby | CBL-000285 | 2 | SYN-DO-CHARM | SYN-DO-TB | no | yes | no | wired
SIG-000570 | DI | Motor running feedback 00571 | G-0070 | AREA-03 | RED-000143 | B | duty | CBL-000286 | 1 | SYN-DI-CHARM | SYN-DI-TB | no | no | no | fat_tested
SIG-000571 | DI | Valve open limit 00572 | G-0071 | AREA-04 |  |  | standby | CBL-000286 | 2 | SYN-DI-CHARM | SYN-DI-TB | no | no | no | wired
SIG-000572 | DO | Alarm reset output 00573 | G-0072 | AREA-05 | RED-000144 | A | duty | CBL-000287 | 1 | SYN-DO-CHARM | SYN-DO-TB | no | yes | no | unwired
SIG-000573 | DO | Motor start command 00574 | G-0073 | AREA-06 |  |  | standby | CBL-000287 | 2 | SYN-DO-CHARM | SYN-DO-TB | no | yes | no | unwired
SIG-000574 | DO | Solenoid command 00575 | G-0074 | AREA-07 | RED-000144 | B | duty | CBL-000288 | 1 | SYN-DO-CHARM | SYN-DO-TB | no | yes | no | wired
SIG-000575 | DO | Alarm reset output 00576 | G-0075 | AREA-08 |  |  | standby | CBL-000288 | 2 | SYN-DO-CHARM | SYN-DO-TB | no | yes | no | unwired
SIG-000576 | AI | Process temperature 00577 | G-0076 | AREA-01 | RED-000145 | A | duty | CBL-000289 | 1 | SYN-AI-CHARM | SYN-AI-TB | yes | no | no | loop_checked
SIG-000577 | AI | Suction pressure 00578 | G-0077 | AREA-02 |  |  | standby | CBL-000289 | 2 | SYN-AI-CHARM | SYN-AI-TB | yes | no | no | loop_checked
SIG-000578 | DI | High level switch 00579 | G-0078 | AREA-03 | RED-000145 | B | duty | CBL-000290 | 1 | SYN-DI-CHARM | SYN-DI-TB | no | no | no | wired
SIG-000579 | DI | Motor running feedback 00580 | G-0079 | AREA-04 |  |  | standby | CBL-000290 | 2 | SYN-DI-CHARM | SYN-DI-TB | no | no | no | wired
SIG-000580 | DO | Solenoid command 00581 | G-0080 | AREA-05 | RED-000146 | A | duty | CBL-000291 | 1 | SYN-DO-CHARM | SYN-DO-TB | no | yes | no | unwired
SIG-000581 | DO | Alarm reset output 00582 | G-0081 | AREA-06 |  |  | standby | CBL-000291 | 2 | SYN-DO-CHARM | SYN-DO-TB | no | yes | no | unwired
SIG-000582 | DO | Motor start command 00583 | G-0082 | AREA-07 | RED-000146 | B | duty | CBL-000292 | 1 | SYN-DO-CHARM | SYN-DO-TB | no | yes | no | loop_checked
SIG-000583 | DO | Solenoid command 00584 | G-0083 | AREA-08 |  |  | standby | CBL-000292 | 2 | SYN-DO-CHARM | SYN-DO-TB | no | yes | no | unwired
SIG-000584 | DI | High level switch 00585 | G-0084 | AREA-01 | RED-000147 | A | duty | CBL-000293 | 1 | SYN-DI-CHARM | SYN-DI-TB | no | no | no | unwired
SIG-000585 | DI | Motor running feedback 00586 | G-0085 | AREA-02 |  |  | standby | CBL-000293 | 2 | SYN-DI-CHARM | SYN-DI-TB | no | no | no | unwired
SIG-000586 | AI | Tank level 00587 | G-0086 | AREA-03 | RED-000147 | B | duty | CBL-000294 | 1 | SYN-AI-CHARM | SYN-AI-TB | yes | no | no | unwired
SIG-000587 | AI | Flow rate 00588 | G-0087 | AREA-04 |  |  | standby | CBL-000294 | 2 | SYN-AI-CHARM | SYN-AI-TB | yes | no | no | wired
SIG-000588 | AI | Process temperature 00589 | G-0088 | AREA-05 | RED-000148 | A | duty | CBL-000295 | 1 | SYN-AI-CHARM | SYN-AI-TB | yes | no | no | wired
SIG-000589 | AI | Suction pressure 00590 | G-0089 | AREA-06 |  |  | standby | CBL-000295 | 2 | SYN-AI-CHARM | SYN-AI-TB | yes | no | no | loop_checked
SIG-000590 | DI | High level switch 00591 | G-0090 | AREA-07 | RED-000148 | B | duty | CBL-000296 | 1 | SYN-DI-CHARM | SYN-DI-TB | no | no | no | wired
SIG-000591 | DI | Motor running feedback 00592 | G-0091 | AREA-08 |  |  | standby | CBL-000296 | 2 | SYN-DI-CHARM | SYN-DI-TB | no | no | no | unwired
SIG-000592 | DO | Solenoid command 00593 | G-0092 | AREA-01 | RED-000149 | A | duty | CBL-000297 | 1 | SYN-DO-CHARM | SYN-DO-TB | no | yes | no | loop_checked
SIG-000593 | DO | Alarm reset output 00594 | G-0093 | AREA-02 |  |  | standby | CBL-000297 | 2 | SYN-DO-CHARM | SYN-DO-TB | no | yes | no | loop_checked
SIG-000594 | DI | Motor running feedback 00595 | G-0094 | AREA-03 | RED-000149 | B | duty | CBL-000298 | 1 | SYN-DI-CHARM | SYN-DI-TB | no | no | no | wired
SIG-000595 | DI | Valve open limit 00596 | G-0095 | AREA-04 |  |  | standby | CBL-000298 | 2 | SYN-DI-CHARM | SYN-DI-TB | no | no | no | unwired
SIG-000596 | DI | High level switch 00597 | G-0096 | AREA-05 | RED-000150 | A | duty | CBL-000299 | 1 | SYN-DI-CHARM | SYN-DI-TB | no | no | no | unwired
SIG-000597 | DI | Motor running feedback 00598 | G-0097 | AREA-06 |  |  | standby | CBL-000299 | 2 | SYN-DI-CHARM | SYN-DI-TB | no | no | no | unwired
SIG-000598 | AI | Tank level 00599 | G-0098 | AREA-07 | RED-000150 | B | duty | CBL-000300 | 1 | SYN-AI-CHARM | SYN-AI-TB | yes | no | no | fat_tested
SIG-000599 | AI | Flow rate 00600 | G-0099 | AREA-08 |  |  | standby | CBL-000300 | 2 | SYN-AI-CHARM | SYN-AI-TB | yes | no | no | wired
SIG-000600 | DO | Motor start command 00601 | G-0100 | AREA-01 | RED-000151 | A | duty | CBL-000301 | 1 | SYN-DO-CHARM | SYN-DO-TB | no | yes | no | unwired
SIG-000601 | DO | Solenoid command 00602 | G-0101 | AREA-02 |  |  | standby | CBL-000301 | 2 | SYN-DO-CHARM | SYN-DO-TB | no | yes | no | unwired
SIG-000602 | AI | Tank level 00603 | G-0102 | AREA-03 | RED-000151 | B | duty | CBL-000302 | 1 | SYN-AI-CHARM | SYN-AI-TB | yes | no | no | unwired
SIG-000603 | AI | Flow rate 00604 | G-0103 | AREA-04 |  |  | standby | CBL-000302 | 2 | SYN-AI-CHARM | SYN-AI-TB | yes | no | no | unwired
SIG-000604 | AI | Process temperature 00605 | G-0104 | AREA-05 | RED-000152 | A | duty | CBL-000303 | 1 | SYN-AI-CHARM | SYN-AI-TB | yes | no | no | unwired
SIG-000605 | AI | Suction pressure 00606 | G-0105 | AREA-06 |  |  | standby | CBL-000303 | 2 | SYN-AI-CHARM | SYN-AI-TB | yes | no | no | unwired
SIG-000606 | DO | Motor start command 00607 | G-0106 | AREA-07 | RED-000152 | B | duty | CBL-000304 | 1 | SYN-DO-CHARM | SYN-DO-TB | no | yes | no | unwired
SIG-000607 | DO | Solenoid command 00608 | G-0107 | AREA-08 |  |  | standby | CBL-000304 | 2 | SYN-DO-CHARM | SYN-DO-TB | no | yes | no | unwired
SIG-000608 | DI | High level switch 00609 | G-0108 | AREA-01 | RED-000153 | A | duty | CBL-000305 | 1 | SYN-DI-CHARM | SYN-DI-TB | no | no | no | unwired
SIG-000609 | DI | Motor running feedback 00610 | G-0109 | AREA-02 |  |  | standby | CBL-000305 | 2 | SYN-DI-CHARM | SYN-DI-TB | no | no | no | unwired
SIG-000610 | AI | Tank level 00611 | G-0110 | AREA-03 | RED-000153 | B | duty | CBL-000306 | 1 | SYN-AI-CHARM | SYN-AI-TB | yes | no | no | wired
SIG-000611 | AI | Flow rate 00612 | G-0111 | AREA-04 |  |  | standby | CBL-000306 | 2 | SYN-AI-CHARM | SYN-AI-TB | yes | no | no | unwired
SIG-000612 | DO | Motor start command 00613 | G-0112 | AREA-05 | RED-000154 | A | duty | CBL-000307 | 1 | SYN-DO-CHARM | SYN-DO-TB | no | yes | no | unwired
SIG-000613 | DO | Solenoid command 00614 | G-0113 | AREA-06 |  |  | standby | CBL-000307 | 2 | SYN-DO-CHARM | SYN-DO-TB | no | yes | no | unwired
SIG-000614 | DI | High level switch 00615 | G-0114 | AREA-07 | RED-000154 | B | duty | CBL-000308 | 1 | SYN-DI-CHARM | SYN-DI-TB | no | no | no | unwired
SIG-000615 | DI | Motor running feedback 00616 | G-0115 | AREA-08 |  |  | standby | CBL-000308 | 2 | SYN-DI-CHARM | SYN-DI-TB | no | no | no | wired
SIG-000616 | DO | Solenoid command 00617 | G-0116 | AREA-01 | RED-000155 | A | duty | CBL-000309 | 1 | SYN-DO-CHARM | SYN-DO-TB | no | yes | no | unwired
SIG-000617 | DO | Alarm reset output 00618 | G-0117 | AREA-02 |  |  | standby | CBL-000309 | 2 | SYN-DO-CHARM | SYN-DO-TB | no | yes | no | unwired
SIG-000618 | AI | Tank level 00619 | G-0118 | AREA-03 | RED-000155 | B | duty | CBL-000310 | 1 | SYN-AI-CHARM | SYN-AI-TB | yes | no | no | unwired
SIG-000619 | AI | Flow rate 00620 | G-0119 | AREA-04 |  |  | standby | CBL-000310 | 2 | SYN-AI-CHARM | SYN-AI-TB | yes | no | no | wired
SIG-000620 | AI | Process temperature 00621 | G-0120 | AREA-05 | RED-000156 | A | duty | CBL-000311 | 1 | SYN-AI-CHARM | SYN-AI-TB | yes | no | no | unwired
SIG-000621 | AI | Suction pressure 00622 | G-0121 | AREA-06 |  |  | standby | CBL-000311 | 2 | SYN-AI-CHARM | SYN-AI-TB | yes | no | no | fat_tested
SIG-000622 | DI | Valve open limit 00623 | G-0122 | AREA-07 | RED-000156 | B | duty | CBL-000312 | 1 | SYN-DI-CHARM | SYN-DI-TB | no | no | no | wired
SIG-000623 | DI | High level switch 00624 | G-0123 | AREA-08 |  |  | standby | CBL-000312 | 2 | SYN-DI-CHARM | SYN-DI-TB | no | no | no | unwired
SIG-000624 | DI | Motor running feedback 00625 | G-0124 | AREA-01 | RED-000157 | A | duty | CBL-000313 | 1 | SYN-DI-CHARM | SYN-DI-TB | no | no | no | unwired
SIG-000625 | DI | Valve open limit 00626 | G-0125 | AREA-02 |  |  | standby | CBL-000313 | 2 | SYN-DI-CHARM | SYN-DI-TB | no | no | no | unwired
SIG-000626 | DO | Alarm reset output 00627 | G-0126 | AREA-03 | RED-000157 | B | duty | CBL-000314 | 1 | SYN-DO-CHARM | SYN-DO-TB | no | yes | no | wired
SIG-000627 | DO | Motor start command 00628 | G-0127 | AREA-04 |  |  | standby | CBL-000314 | 2 | SYN-DO-CHARM | SYN-DO-TB | no | yes | no | unwired
SIG-000628 | AI | Process temperature 00629 | G-0128 | AREA-05 | RED-000158 | A | duty | CBL-000315 | 1 | SYN-AI-CHARM | SYN-AI-TB | yes | no | no | wired
SIG-000629 | AI | Suction pressure 00630 | G-0129 | AREA-06 |  |  | standby | CBL-000315 | 2 | SYN-AI-CHARM | SYN-AI-TB | yes | no | no | unwired
SIG-000630 | AO | Control valve demand 00631 | G-0130 | AREA-07 | RED-000158 | B | duty | CBL-000316 | 1 | SYN-AO-CHARM | SYN-AO-TB | yes | yes | yes | unwired
SIG-000631 | AO | Speed reference 00632 | G-0131 | AREA-08 |  |  | standby | CBL-000316 | 2 | SYN-AO-CHARM | SYN-AO-TB | yes | yes | yes | unwired
SIG-000632 | DI | High level switch 00633 | G-0132 | AREA-01 | RED-000159 | A | duty | CBL-000317 | 1 | SYN-DI-CHARM | SYN-DI-TB | no | no | no | wired
SIG-000633 | DI | Motor running feedback 00634 | G-0133 | AREA-02 |  |  | standby | CBL-000317 | 2 | SYN-DI-CHARM | SYN-DI-TB | no | no | no | unwired
SIG-000634 | DO | Solenoid command 00635 | G-0134 | AREA-03 | RED-000159 | B | duty | CBL-000318 | 1 | SYN-DO-CHARM | SYN-DO-TB | no | yes | no | loop_checked
SIG-000635 | DO | Alarm reset output 00636 | G-0135 | AREA-04 |  |  | standby | CBL-000318 | 2 | SYN-DO-CHARM | SYN-DO-TB | no | yes | no | unwired
SIG-000636 | DO | Motor start command 00637 | G-0136 | AREA-05 | RED-000160 | A | duty | CBL-000319 | 1 | SYN-DO-CHARM | SYN-DO-TB | no | yes | no | loop_checked
SIG-000637 | DO | Solenoid command 00638 | G-0137 | AREA-06 |  |  | standby | CBL-000319 | 2 | SYN-DO-CHARM | SYN-DO-TB | no | yes | no | wired
SIG-000638 | DO | Alarm reset output 00639 | G-0138 | AREA-07 | RED-000160 | B | duty | CBL-000320 | 1 | SYN-DO-CHARM | SYN-DO-TB | no | yes | no | unwired
SIG-000639 | DO | Motor start command 00640 | G-0139 | AREA-08 |  |  | standby | CBL-000320 | 2 | SYN-DO-CHARM | SYN-DO-TB | no | yes | no | wired
SIG-000640 | DI | Valve open limit 00641 | G-0140 | AREA-01 | RED-000161 | A | duty | CBL-000321 | 1 | SYN-DI-CHARM | SYN-DI-TB | no | no | no | unwired
SIG-000641 | DI | High level switch 00642 | G-0141 | AREA-02 |  |  | standby | CBL-000321 | 2 | SYN-DI-CHARM | SYN-DI-TB | no | no | no | unwired
SIG-000642 | DI | Motor running feedback 00643 | G-0142 | AREA-03 | RED-000161 | B | duty | CBL-000322 | 1 | SYN-DI-CHARM | SYN-DI-TB | no | no | no | unwired
SIG-000643 | DI | Valve open limit 00644 | G-0143 | AREA-04 |  |  | standby | CBL-000322 | 2 | SYN-DI-CHARM | SYN-DI-TB | no | no | no | wired
SIG-000644 | DI | High level switch 00645 | G-0144 | AREA-05 | RED-000162 | A | duty | CBL-000323 | 1 | SYN-DI-CHARM | SYN-DI-TB | no | no | no | unwired
SIG-000645 | DI | Motor running feedback 00646 | G-0145 | AREA-06 |  |  | standby | CBL-000323 | 2 | SYN-DI-CHARM | SYN-DI-TB | no | no | no | unwired
SIG-000646 | DO | Solenoid command 00647 | G-0146 | AREA-07 | RED-000162 | B | duty | CBL-000324 | 1 | SYN-DO-CHARM | SYN-DO-TB | no | yes | no | wired
SIG-000647 | DO | Alarm reset output 00648 | G-0147 | AREA-08 |  |  | standby | CBL-000324 | 2 | SYN-DO-CHARM | SYN-DO-TB | no | yes | no | loop_checked
SIG-000648 | AI | Process temperature 00649 | G-0148 | AREA-01 | RED-000163 | A | duty | CBL-000325 | 1 | SYN-AI-CHARM | SYN-AI-TB | yes | no | no | unwired
SIG-000649 | AI | Suction pressure 00650 | G-0149 | AREA-02 |  |  | standby | CBL-000325 | 2 | SYN-AI-CHARM | SYN-AI-TB | yes | no | no | unwired
SIG-000650 | AO | Pressure setpoint 00651 | G-0150 | AREA-03 | RED-000163 | B | duty | CBL-000326 | 1 | SYN-AO-CHARM | SYN-AO-TB | yes | yes | yes | wired
SIG-000651 | AO | Control valve demand 00652 | G-0151 | AREA-04 |  |  | standby | CBL-000326 | 2 | SYN-AO-CHARM | SYN-AO-TB | yes | yes | yes | unwired
SIG-000652 | AO | Speed reference 00653 | G-0152 | AREA-05 | RED-000164 | A | duty | CBL-000327 | 1 | SYN-AO-CHARM | SYN-AO-TB | yes | yes | yes | wired
SIG-000653 | AO | Pressure setpoint 00654 | G-0153 | AREA-06 |  |  | standby | CBL-000327 | 2 | SYN-AO-CHARM | SYN-AO-TB | yes | yes | yes | wired
SIG-000654 | DI | Motor running feedback 00655 | G-0154 | AREA-07 | RED-000164 | B | duty | CBL-000328 | 1 | SYN-DI-CHARM | SYN-DI-TB | no | no | no | unwired
SIG-000655 | DI | Valve open limit 00656 | G-0155 | AREA-08 |  |  | standby | CBL-000328 | 2 | SYN-DI-CHARM | SYN-DI-TB | no | no | no | unwired
SIG-000656 | AO | Pressure setpoint 00657 | G-0156 | AREA-01 | RED-000165 | A | duty | CBL-000329 | 1 | SYN-AO-CHARM | SYN-AO-TB | yes | yes | yes | unwired
SIG-000657 | AO | Control valve demand 00658 | G-0157 | AREA-02 |  |  | standby | CBL-000329 | 2 | SYN-AO-CHARM | SYN-AO-TB | yes | yes | yes | unwired
SIG-000658 | DI | Valve open limit 00659 | G-0158 | AREA-03 | RED-000165 | B | duty | CBL-000330 | 1 | SYN-DI-CHARM | SYN-DI-TB | no | no | no | wired
SIG-000659 | DI | High level switch 00660 | G-0159 | AREA-04 |  |  | standby | CBL-000330 | 2 | SYN-DI-CHARM | SYN-DI-TB | no | no | no | wired
SIG-000660 | DI | Motor running feedback 00661 | G-0160 | AREA-05 | RED-000166 | A | duty | CBL-000331 | 1 | SYN-DI-CHARM | SYN-DI-TB | no | no | no | unwired
SIG-000661 | DI | Valve open limit 00662 | G-0161 | AREA-06 |  |  | standby | CBL-000331 | 2 | SYN-DI-CHARM | SYN-DI-TB | no | no | no | unwired
SIG-000662 | DI | High level switch 00663 | G-0162 | AREA-07 | RED-000166 | B | duty | CBL-000332 | 1 | SYN-DI-CHARM | SYN-DI-TB | no | no | no | unwired
SIG-000663 | DI | Motor running feedback 00664 | G-0163 | AREA-08 |  |  | standby | CBL-000332 | 2 | SYN-DI-CHARM | SYN-DI-TB | no | no | no | unwired
SIG-000664 | DI | Valve open limit 00665 | G-0164 | AREA-01 | RED-000167 | A | duty | CBL-000333 | 1 | SYN-DI-CHARM | SYN-DI-TB | no | no | no | loop_checked
SIG-000665 | DI | High level switch 00666 | G-0165 | AREA-02 |  |  | standby | CBL-000333 | 2 | SYN-DI-CHARM | SYN-DI-TB | no | no | no | unwired
SIG-000666 | DI | Motor running feedback 00667 | G-0166 | AREA-03 | RED-000167 | B | duty | CBL-000334 | 1 | SYN-DI-CHARM | SYN-DI-TB | no | no | no | unwired
SIG-000667 | DI | Valve open limit 00668 | G-0167 | AREA-04 |  |  | standby | CBL-000334 | 2 | SYN-DI-CHARM | SYN-DI-TB | no | no | no | unwired
SIG-000668 | DO | Alarm reset output 00669 | G-0168 | AREA-05 | RED-000168 | A | duty | CBL-000335 | 1 | SYN-DO-CHARM | SYN-DO-TB | no | yes | no | loop_checked
SIG-000669 | DO | Motor start command 00670 | G-0169 | AREA-06 |  |  | standby | CBL-000335 | 2 | SYN-DO-CHARM | SYN-DO-TB | no | yes | no | unwired
SIG-000670 | DO | Solenoid command 00671 | G-0170 | AREA-07 | RED-000168 | B | duty | CBL-000336 | 1 | SYN-DO-CHARM | SYN-DO-TB | no | yes | no | wired
SIG-000671 | DO | Alarm reset output 00672 | G-0171 | AREA-08 |  |  | standby | CBL-000336 | 2 | SYN-DO-CHARM | SYN-DO-TB | no | yes | no | unwired
SIG-000672 | DI | Motor running feedback 00673 | G-0172 | AREA-01 | RED-000169 | A | duty | CBL-000337 | 1 | SYN-DI-CHARM | SYN-DI-TB | no | no | no | wired
SIG-000673 | DI | Valve open limit 00674 | G-0173 | AREA-02 |  |  | standby | CBL-000337 | 2 | SYN-DI-CHARM | SYN-DI-TB | no | no | no | unwired
SIG-000674 | DI | High level switch 00675 | G-0174 | AREA-03 | RED-000169 | B | duty | CBL-000338 | 1 | SYN-DI-CHARM | SYN-DI-TB | no | no | no | wired
SIG-000675 | DI | Motor running feedback 00676 | G-0175 | AREA-04 |  |  | standby | CBL-000338 | 2 | SYN-DI-CHARM | SYN-DI-TB | no | no | no | loop_checked
SIG-000676 | DI | Valve open limit 00677 | G-0176 | AREA-05 | RED-000170 | A | duty | CBL-000339 | 1 | SYN-DI-CHARM | SYN-DI-TB | no | no | no | loop_checked
SIG-000677 | DI | High level switch 00678 | G-0177 | AREA-06 |  |  | standby | CBL-000339 | 2 | SYN-DI-CHARM | SYN-DI-TB | no | no | no | fat_tested
SIG-000678 | AI | Tank level 00679 | G-0178 | AREA-07 | RED-000170 | B | duty | CBL-000340 | 1 | SYN-AI-CHARM | SYN-AI-TB | yes | no | no | unwired
SIG-000679 | AI | Flow rate 00680 | G-0179 | AREA-08 |  |  | standby | CBL-000340 | 2 | SYN-AI-CHARM | SYN-AI-TB | yes | no | no | unwired
SIG-000680 | AO | Pressure setpoint 00681 | G-0180 | AREA-01 | RED-000171 | A | duty | CBL-000341 | 1 | SYN-AO-CHARM | SYN-AO-TB | yes | yes | yes | unwired
SIG-000681 | AO | Control valve demand 00682 | G-0181 | AREA-02 |  |  | standby | CBL-000341 | 2 | SYN-AO-CHARM | SYN-AO-TB | yes | yes | yes | unwired
SIG-000682 | DI | Valve open limit 00683 | G-0182 | AREA-03 | RED-000171 | B | duty | CBL-000342 | 1 | SYN-DI-CHARM | SYN-DI-TB | no | no | no | unwired
SIG-000683 | DI | High level switch 00684 | G-0183 | AREA-04 |  |  | standby | CBL-000342 | 2 | SYN-DI-CHARM | SYN-DI-TB | no | no | no | unwired
SIG-000684 | AI | Process temperature 00685 | G-0184 | AREA-05 | RED-000172 | A | duty | CBL-000343 | 1 | SYN-AI-CHARM | SYN-AI-TB | yes | no | no | loop_checked
SIG-000685 | AI | Suction pressure 00686 | G-0185 | AREA-06 |  |  | standby | CBL-000343 | 2 | SYN-AI-CHARM | SYN-AI-TB | yes | no | no | wired
SIG-000686 | AI | Tank level 00687 | G-0186 | AREA-07 | RED-000172 | B | duty | CBL-000344 | 1 | SYN-AI-CHARM | SYN-AI-TB | yes | no | no | unwired
SIG-000687 | AI | Flow rate 00688 | G-0187 | AREA-08 |  |  | standby | CBL-000344 | 2 | SYN-AI-CHARM | SYN-AI-TB | yes | no | no | unwired
SIG-000688 | DO | Solenoid command 00689 | G-0188 | AREA-01 | RED-000173 | A | duty | CBL-000345 | 1 | SYN-DO-CHARM | SYN-DO-TB | no | yes | no | unwired
SIG-000689 | DO | Alarm reset output 00690 | G-0189 | AREA-02 |  |  | standby | CBL-000345 | 2 | SYN-DO-CHARM | SYN-DO-TB | no | yes | no | wired
SIG-000690 | AI | Tank level 00691 | G-0190 | AREA-03 | RED-000173 | B | duty | CBL-000346 | 1 | SYN-AI-CHARM | SYN-AI-TB | yes | no | no | unwired
SIG-000691 | AI | Flow rate 00692 | G-0191 | AREA-04 |  |  | standby | CBL-000346 | 2 | SYN-AI-CHARM | SYN-AI-TB | yes | no | no | fat_tested
SIG-000692 | DO | Alarm reset output 00693 | G-0192 | AREA-05 | RED-000174 | A | duty | CBL-000347 | 1 | SYN-DO-CHARM | SYN-DO-TB | no | yes | no | fat_tested
SIG-000693 | DO | Motor start command 00694 | G-0193 | AREA-06 |  |  | standby | CBL-000347 | 2 | SYN-DO-CHARM | SYN-DO-TB | no | yes | no | unwired
SIG-000694 | DI | Valve open limit 00695 | G-0194 | AREA-07 | RED-000174 | B | duty | CBL-000348 | 1 | SYN-DI-CHARM | SYN-DI-TB | no | no | no | wired
SIG-000695 | DI | High level switch 00696 | G-0195 | AREA-08 |  |  | standby | CBL-000348 | 2 | SYN-DI-CHARM | SYN-DI-TB | no | no | no | unwired
SIG-000696 | DI | Motor running feedback 00697 | G-0196 | AREA-01 | RED-000175 | A | duty | CBL-000349 | 1 | SYN-DI-CHARM | SYN-DI-TB | no | no | no | unwired
SIG-000697 | DI | Valve open limit 00698 | G-0197 | AREA-02 |  |  | standby | CBL-000349 | 2 | SYN-DI-CHARM | SYN-DI-TB | no | no | no | wired
SIG-000698 | DO | Alarm reset output 00699 | G-0198 | AREA-03 | RED-000175 | B | duty | CBL-000350 | 1 | SYN-DO-CHARM | SYN-DO-TB | no | yes | no | wired
SIG-000699 | DO | Motor start command 00700 | G-0199 | AREA-04 |  |  | standby | CBL-000350 | 2 | SYN-DO-CHARM | SYN-DO-TB | no | yes | no | unwired
SIG-000700 | DO | Solenoid command 00701 | G-0200 | AREA-05 | RED-000176 | A | duty | CBL-000351 | 1 | SYN-DO-CHARM | SYN-DO-TB | no | yes | no | loop_checked
SIG-000701 | DO | Alarm reset output 00702 | G-0201 | AREA-06 |  |  | standby | CBL-000351 | 2 | SYN-DO-CHARM | SYN-DO-TB | no | yes | no | unwired
SIG-000702 | AO | Control valve demand 00703 | G-0202 | AREA-07 | RED-000176 | B | duty | CBL-000352 | 1 | SYN-AO-CHARM | SYN-AO-TB | yes | yes | yes | wired
SIG-000703 | AO | Speed reference 00704 | G-0203 | AREA-08 |  |  | standby | CBL-000352 | 2 | SYN-AO-CHARM | SYN-AO-TB | yes | yes | yes | wired
SIG-000704 | DO | Alarm reset output 00705 | G-0204 | AREA-01 | RED-000177 | A | duty | CBL-000353 | 1 | SYN-DO-CHARM | SYN-DO-TB | no | yes | no | unwired
SIG-000705 | DO | Motor start command 00706 | G-0205 | AREA-02 |  |  | standby | CBL-000353 | 2 | SYN-DO-CHARM | SYN-DO-TB | no | yes | no | unwired
SIG-000706 | DI | Valve open limit 00707 | G-0206 | AREA-03 | RED-000177 | B | duty | CBL-000354 | 1 | SYN-DI-CHARM | SYN-DI-TB | no | no | no | unwired
SIG-000707 | DI | High level switch 00708 | G-0207 | AREA-04 |  |  | standby | CBL-000354 | 2 | SYN-DI-CHARM | SYN-DI-TB | no | no | no | loop_checked
SIG-000708 | DI | Motor running feedback 00709 | G-0208 | AREA-05 | RED-000178 | A | duty | CBL-000355 | 1 | SYN-DI-CHARM | SYN-DI-TB | no | no | no | wired
SIG-000709 | DI | Valve open limit 00710 | G-0209 | AREA-06 |  |  | standby | CBL-000355 | 2 | SYN-DI-CHARM | SYN-DI-TB | no | no | no | wired
SIG-000710 | DI | High level switch 00711 | G-0210 | AREA-07 | RED-000178 | B | duty | CBL-000356 | 1 | SYN-DI-CHARM | SYN-DI-TB | no | no | no | wired
SIG-000711 | DI | Motor running feedback 00712 | G-0211 | AREA-08 |  |  | standby | CBL-000356 | 2 | SYN-DI-CHARM | SYN-DI-TB | no | no | no | unwired
SIG-000712 | DI | Valve open limit 00713 | G-0212 | AREA-01 | RED-000179 | A | duty | CBL-000357 | 1 | SYN-DI-CHARM | SYN-DI-TB | no | no | no | loop_checked
SIG-000713 | DI | High level switch 00714 | G-0213 | AREA-02 |  |  | standby | CBL-000357 | 2 | SYN-DI-CHARM | SYN-DI-TB | no | no | no | fat_tested
SIG-000714 | DI | Motor running feedback 00715 | G-0214 | AREA-03 | RED-000179 | B | duty | CBL-000358 | 1 | SYN-DI-CHARM | SYN-DI-TB | no | no | no | unwired
SIG-000715 | DI | Valve open limit 00716 | G-0215 | AREA-04 |  |  | standby | CBL-000358 | 2 | SYN-DI-CHARM | SYN-DI-TB | no | no | no | wired
SIG-000716 | AO | Pressure setpoint 00717 | G-0216 | AREA-05 | RED-000180 | A | duty | CBL-000359 | 1 | SYN-AO-CHARM | SYN-AO-TB | yes | yes | yes | loop_checked
SIG-000717 | AO | Control valve demand 00718 | G-0217 | AREA-06 |  |  | standby | CBL-000359 | 2 | SYN-AO-CHARM | SYN-AO-TB | yes | yes | yes | unwired
SIG-000718 | DI | Valve open limit 00719 | G-0218 | AREA-07 | RED-000180 | B | duty | CBL-000360 | 1 | SYN-DI-CHARM | SYN-DI-TB | no | no | no | unwired
SIG-000719 | DI | High level switch 00720 | G-0219 | AREA-08 |  |  | standby | CBL-000360 | 2 | SYN-DI-CHARM | SYN-DI-TB | no | no | no | wired
SIG-000720 | AI | Process temperature 00721 | G-0220 | AREA-01 | RED-000181 | A | duty | CBL-000361 | 1 | SYN-AI-CHARM | SYN-AI-TB | yes | no | no | unwired
SIG-000721 | AI | Suction pressure 00722 | G-0221 | AREA-02 |  |  | standby | CBL-000361 | 2 | SYN-AI-CHARM | SYN-AI-TB | yes | no | no | unwired
SIG-000722 | DI | High level switch 00723 | G-0222 | AREA-03 | RED-000181 | B | duty | CBL-000362 | 1 | SYN-DI-CHARM | SYN-DI-TB | no | no | no | unwired
SIG-000723 | DI | Motor running feedback 00724 | G-0223 | AREA-04 |  |  | standby | CBL-000362 | 2 | SYN-DI-CHARM | SYN-DI-TB | no | no | no | loop_checked
SIG-000724 | AI | Process temperature 00725 | G-0224 | AREA-05 | RED-000182 | A | duty | CBL-000363 | 1 | SYN-AI-CHARM | SYN-AI-TB | yes | no | no | unwired
SIG-000725 | AI | Suction pressure 00726 | G-0225 | AREA-06 |  |  | standby | CBL-000363 | 2 | SYN-AI-CHARM | SYN-AI-TB | yes | no | no | unwired
SIG-000726 | DO | Motor start command 00727 | G-0226 | AREA-07 | RED-000182 | B | duty | CBL-000364 | 1 | SYN-DO-CHARM | SYN-DO-TB | no | yes | no | unwired
SIG-000727 | DO | Solenoid command 00728 | G-0227 | AREA-08 |  |  | standby | CBL-000364 | 2 | SYN-DO-CHARM | SYN-DO-TB | no | yes | no | wired
SIG-000728 | DO | Alarm reset output 00729 | G-0228 | AREA-01 | RED-000183 | A | duty | CBL-000365 | 1 | SYN-DO-CHARM | SYN-DO-TB | no | yes | no | unwired
SIG-000729 | DO | Motor start command 00730 | G-0229 | AREA-02 |  |  | standby | CBL-000365 | 2 | SYN-DO-CHARM | SYN-DO-TB | no | yes | no | wired
SIG-000730 | DI | Valve open limit 00731 | G-0230 | AREA-03 | RED-000183 | B | duty | CBL-000366 | 1 | SYN-DI-CHARM | SYN-DI-TB | no | no | no | unwired
SIG-000731 | DI | High level switch 00732 | G-0231 | AREA-04 |  |  | standby | CBL-000366 | 2 | SYN-DI-CHARM | SYN-DI-TB | no | no | no | unwired
SIG-000732 | AO | Control valve demand 00733 | G-0232 | AREA-05 | RED-000184 | A | duty | CBL-000367 | 1 | SYN-AO-CHARM | SYN-AO-TB | yes | yes | yes | unwired
SIG-000733 | AO | Speed reference 00734 | G-0233 | AREA-06 |  |  | standby | CBL-000367 | 2 | SYN-AO-CHARM | SYN-AO-TB | yes | yes | yes | unwired
SIG-000734 | AI | Tank level 00735 | G-0234 | AREA-07 | RED-000184 | B | duty | CBL-000368 | 1 | SYN-AI-CHARM | SYN-AI-TB | yes | no | no | loop_checked
SIG-000735 | AI | Flow rate 00736 | G-0235 | AREA-08 |  |  | standby | CBL-000368 | 2 | SYN-AI-CHARM | SYN-AI-TB | yes | no | no | unwired
SIG-000736 | DI | Valve open limit 00737 | G-0236 | AREA-01 | RED-000185 | A | duty | CBL-000369 | 1 | SYN-DI-CHARM | SYN-DI-TB | no | no | no | unwired
SIG-000737 | DI | High level switch 00738 | G-0237 | AREA-02 |  |  | standby | CBL-000369 | 2 | SYN-DI-CHARM | SYN-DI-TB | no | no | no | unwired
SIG-000738 | DI | Motor running feedback 00739 | G-0238 | AREA-03 | RED-000185 | B | duty | CBL-000370 | 1 | SYN-DI-CHARM | SYN-DI-TB | no | no | no | unwired
SIG-000739 | DI | Valve open limit 00740 | G-0239 | AREA-04 |  |  | standby | CBL-000370 | 2 | SYN-DI-CHARM | SYN-DI-TB | no | no | no | unwired
SIG-000740 | DI | High level switch 00741 | G-0240 | AREA-05 | RED-000186 | A | duty | CBL-000371 | 1 | SYN-DI-CHARM | SYN-DI-TB | no | no | no | wired
SIG-000741 | DI | Motor running feedback 00742 | G-0241 | AREA-06 |  |  | standby | CBL-000371 | 2 | SYN-DI-CHARM | SYN-DI-TB | no | no | no | loop_checked
SIG-000742 | DO | Solenoid command 00743 | G-0242 | AREA-07 | RED-000186 | B | duty | CBL-000372 | 1 | SYN-DO-CHARM | SYN-DO-TB | no | yes | no | unwired
SIG-000743 | DO | Alarm reset output 00744 | G-0243 | AREA-08 |  |  | standby | CBL-000372 | 2 | SYN-DO-CHARM | SYN-DO-TB | no | yes | no | wired
SIG-000744 | DI | Motor running feedback 00745 | G-0244 | AREA-01 | RED-000187 | A | duty | CBL-000373 | 1 | SYN-DI-CHARM | SYN-DI-TB | no | no | no | fat_tested
SIG-000745 | DI | Valve open limit 00746 | G-0245 | AREA-02 |  |  | standby | CBL-000373 | 2 | SYN-DI-CHARM | SYN-DI-TB | no | no | no | loop_checked
SIG-000746 | AI | Tank level 00747 | G-0246 | AREA-03 | RED-000187 | B | duty | CBL-000374 | 1 | SYN-AI-CHARM | SYN-AI-TB | yes | no | no | wired
SIG-000747 | AI | Flow rate 00748 | G-0247 | AREA-04 |  |  | standby | CBL-000374 | 2 | SYN-AI-CHARM | SYN-AI-TB | yes | no | no | unwired
SIG-000748 | AI | Process temperature 00749 | G-0248 | AREA-05 | RED-000188 | A | duty | CBL-000375 | 1 | SYN-AI-CHARM | SYN-AI-TB | yes | no | no | unwired
SIG-000749 | AI | Suction pressure 00750 | G-0249 | AREA-06 |  |  | standby | CBL-000375 | 2 | SYN-AI-CHARM | SYN-AI-TB | yes | no | no | loop_checked
SIG-000750 | AO | Control valve demand 00751 | G-0000 | AREA-07 | RED-000188 | B | duty | CBL-000376 | 1 | SYN-AO-CHARM | SYN-AO-TB | yes | yes | yes | wired
SIG-000751 | AO | Speed reference 00752 | G-0001 | AREA-08 |  |  | standby | CBL-000376 | 2 | SYN-AO-CHARM | SYN-AO-TB | yes | yes | yes | wired
SIG-000752 | DI | High level switch 00753 | G-0002 | AREA-01 | RED-000189 | A | duty | CBL-000377 | 1 | SYN-DI-CHARM | SYN-DI-TB | no | no | no | unwired
SIG-000753 | DI | Motor running feedback 00754 | G-0003 | AREA-02 |  |  | standby | CBL-000377 | 2 | SYN-DI-CHARM | SYN-DI-TB | no | no | no | unwired
SIG-000754 | DI | Valve open limit 00755 | G-0004 | AREA-03 | RED-000189 | B | duty | CBL-000378 | 1 | SYN-DI-CHARM | SYN-DI-TB | no | no | no | unwired
SIG-000755 | DI | High level switch 00756 | G-0005 | AREA-04 |  |  | standby | CBL-000378 | 2 | SYN-DI-CHARM | SYN-DI-TB | no | no | no | unwired
SIG-000756 | DI | Motor running feedback 00757 | G-0006 | AREA-05 | RED-000190 | A | duty | CBL-000379 | 1 | SYN-DI-CHARM | SYN-DI-TB | no | no | no | wired
SIG-000757 | DI | Valve open limit 00758 | G-0007 | AREA-06 |  |  | standby | CBL-000379 | 2 | SYN-DI-CHARM | SYN-DI-TB | no | no | no | wired
SIG-000758 | DI | High level switch 00759 | G-0008 | AREA-07 | RED-000190 | B | duty | CBL-000380 | 1 | SYN-DI-CHARM | SYN-DI-TB | no | no | no | unwired
SIG-000759 | DI | Motor running feedback 00760 | G-0009 | AREA-08 |  |  | standby | CBL-000380 | 2 | SYN-DI-CHARM | SYN-DI-TB | no | no | no | unwired
SIG-000760 | AI | Process temperature 00761 | G-0010 | AREA-01 | RED-000191 | A | duty | CBL-000381 | 1 | SYN-AI-CHARM | SYN-AI-TB | yes | no | no | unwired
SIG-000761 | AI | Suction pressure 00762 | G-0011 | AREA-02 |  |  | standby | CBL-000381 | 2 | SYN-AI-CHARM | SYN-AI-TB | yes | no | no | unwired
SIG-000762 | DO | Motor start command 00763 | G-0012 | AREA-03 | RED-000191 | B | duty | CBL-000382 | 1 | SYN-DO-CHARM | SYN-DO-TB | no | yes | no | unwired
SIG-000763 | DO | Solenoid command 00764 | G-0013 | AREA-04 |  |  | standby | CBL-000382 | 2 | SYN-DO-CHARM | SYN-DO-TB | no | yes | no | wired
SIG-000764 | AI | Process temperature 00765 | G-0014 | AREA-05 | RED-000192 | A | duty | CBL-000383 | 1 | SYN-AI-CHARM | SYN-AI-TB | yes | no | no | wired
SIG-000765 | AI | Suction pressure 00766 | G-0015 | AREA-06 |  |  | standby | CBL-000383 | 2 | SYN-AI-CHARM | SYN-AI-TB | yes | no | no | loop_checked
SIG-000766 | AO | Speed reference 00767 | G-0016 | AREA-07 | RED-000192 | B | duty | CBL-000384 | 1 | SYN-AO-CHARM | SYN-AO-TB | yes | yes | yes | loop_checked
SIG-000767 | AO | Pressure setpoint 00768 | G-0017 | AREA-08 |  |  | standby | CBL-000384 | 2 | SYN-AO-CHARM | SYN-AO-TB | yes | yes | yes | unwired
SIG-000768 | DI | Motor running feedback 00769 | G-0018 | AREA-01 | RED-000193 | A | duty | CBL-000385 | 1 | SYN-DI-CHARM | SYN-DI-TB | no | no | no | unwired
SIG-000769 | DI | Valve open limit 00770 | G-0019 | AREA-02 |  |  | standby | CBL-000385 | 2 | SYN-DI-CHARM | SYN-DI-TB | no | no | no | fat_tested
SIG-000770 | DI | High level switch 00771 | G-0020 | AREA-03 | RED-000193 | B | duty | CBL-000386 | 1 | SYN-DI-CHARM | SYN-DI-TB | no | no | no | unwired
SIG-000771 | DI | Motor running feedback 00772 | G-0021 | AREA-04 |  |  | standby | CBL-000386 | 2 | SYN-DI-CHARM | SYN-DI-TB | no | no | no | unwired
SIG-000772 | DI | Valve open limit 00773 | G-0022 | AREA-05 | RED-000194 | A | duty | CBL-000387 | 1 | SYN-DI-CHARM | SYN-DI-TB | no | no | no | unwired
SIG-000773 | DI | High level switch 00774 | G-0023 | AREA-06 |  |  | standby | CBL-000387 | 2 | SYN-DI-CHARM | SYN-DI-TB | no | no | no | unwired
SIG-000774 | AO | Control valve demand 00775 | G-0024 | AREA-07 | RED-000194 | B | duty | CBL-000388 | 1 | SYN-AO-CHARM | SYN-AO-TB | yes | yes | yes | unwired
SIG-000775 | AO | Speed reference 00776 | G-0025 | AREA-08 |  |  | standby | CBL-000388 | 2 | SYN-AO-CHARM | SYN-AO-TB | yes | yes | yes | unwired
SIG-000776 | DO | Alarm reset output 00777 | G-0026 | AREA-01 | RED-000195 | A | duty | CBL-000389 | 1 | SYN-DO-CHARM | SYN-DO-TB | no | yes | no | unwired
SIG-000777 | DO | Motor start command 00778 | G-0027 | AREA-02 |  |  | standby | CBL-000389 | 2 | SYN-DO-CHARM | SYN-DO-TB | no | yes | no | wired
SIG-000778 | DI | Valve open limit 00779 | G-0028 | AREA-03 | RED-000195 | B | duty | CBL-000390 | 1 | SYN-DI-CHARM | SYN-DI-TB | no | no | no | wired
SIG-000779 | DI | High level switch 00780 | G-0029 | AREA-04 |  |  | standby | CBL-000390 | 2 | SYN-DI-CHARM | SYN-DI-TB | no | no | no | loop_checked
SIG-000780 | DI | Motor running feedback 00781 | G-0030 | AREA-05 | RED-000196 | A | duty | CBL-000391 | 1 | SYN-DI-CHARM | SYN-DI-TB | no | no | no | wired
SIG-000781 | DI | Valve open limit 00782 | G-0031 | AREA-06 |  |  | standby | CBL-000391 | 2 | SYN-DI-CHARM | SYN-DI-TB | no | no | no | wired
SIG-000782 | DO | Alarm reset output 00783 | G-0032 | AREA-07 | RED-000196 | B | duty | CBL-000392 | 1 | SYN-DO-CHARM | SYN-DO-TB | no | yes | no | unwired
SIG-000783 | DO | Motor start command 00784 | G-0033 | AREA-08 |  |  | standby | CBL-000392 | 2 | SYN-DO-CHARM | SYN-DO-TB | no | yes | no | wired
SIG-000784 | DI | Valve open limit 00785 | G-0034 | AREA-01 | RED-000197 | A | duty | CBL-000393 | 1 | SYN-DI-CHARM | SYN-DI-TB | no | no | no | wired
SIG-000785 | DI | High level switch 00786 | G-0035 | AREA-02 |  |  | standby | CBL-000393 | 2 | SYN-DI-CHARM | SYN-DI-TB | no | no | no | wired
SIG-000786 | DI | Motor running feedback 00787 | G-0036 | AREA-03 | RED-000197 | B | duty | CBL-000394 | 1 | SYN-DI-CHARM | SYN-DI-TB | no | no | no | unwired
SIG-000787 | DI | Valve open limit 00788 | G-0037 | AREA-04 |  |  | standby | CBL-000394 | 2 | SYN-DI-CHARM | SYN-DI-TB | no | no | no | wired
SIG-000788 | DO | Alarm reset output 00789 | G-0038 | AREA-05 | RED-000198 | A | duty | CBL-000395 | 1 | SYN-DO-CHARM | SYN-DO-TB | no | yes | no | wired
SIG-000789 | DO | Motor start command 00790 | G-0039 | AREA-06 |  |  | standby | CBL-000395 | 2 | SYN-DO-CHARM | SYN-DO-TB | no | yes | no | unwired
SIG-000790 | DI | Valve open limit 00791 | G-0040 | AREA-07 | RED-000198 | B | duty | CBL-000396 | 1 | SYN-DI-CHARM | SYN-DI-TB | no | no | no | wired
SIG-000791 | DI | High level switch 00792 | G-0041 | AREA-08 |  |  | standby | CBL-000396 | 2 | SYN-DI-CHARM | SYN-DI-TB | no | no | no | unwired
SIG-000792 | AI | Process temperature 00793 | G-0042 | AREA-01 | RED-000199 | A | duty | CBL-000397 | 1 | SYN-AI-CHARM | SYN-AI-TB | yes | no | no | wired
SIG-000793 | AI | Suction pressure 00794 | G-0043 | AREA-02 |  |  | standby | CBL-000397 | 2 | SYN-AI-CHARM | SYN-AI-TB | yes | no | no | wired
SIG-000794 | DO | Alarm reset output 00795 | G-0044 | AREA-03 | RED-000199 | B | duty | CBL-000398 | 1 | SYN-DO-CHARM | SYN-DO-TB | no | yes | no | wired
SIG-000795 | DO | Motor start command 00796 | G-0045 | AREA-04 |  |  | standby | CBL-000398 | 2 | SYN-DO-CHARM | SYN-DO-TB | no | yes | no | unwired
SIG-000796 | AI | Process temperature 00797 | G-0046 | AREA-05 | RED-000200 | A | duty | CBL-000399 | 1 | SYN-AI-CHARM | SYN-AI-TB | yes | no | no | fat_tested
SIG-000797 | AI | Suction pressure 00798 | G-0047 | AREA-06 |  |  | standby | CBL-000399 | 2 | SYN-AI-CHARM | SYN-AI-TB | yes | no | no | loop_checked
SIG-000798 | AI | Tank level 00799 | G-0048 | AREA-07 | RED-000200 | B | duty | CBL-000400 | 1 | SYN-AI-CHARM | SYN-AI-TB | yes | no | no | loop_checked
SIG-000799 | AI | Flow rate 00800 | G-0049 | AREA-08 |  |  | standby | CBL-000400 | 2 | SYN-AI-CHARM | SYN-AI-TB | yes | no | no | loop_checked
SIG-000800 | DI | High level switch 00801 | G-0050 | AREA-01 | RED-000201 | A | duty | CBL-000401 | 1 | SYN-DI-CHARM | SYN-DI-TB | no | no | no | wired
SIG-000801 | DI | Motor running feedback 00802 | G-0051 | AREA-02 |  |  | standby | CBL-000401 | 2 | SYN-DI-CHARM | SYN-DI-TB | no | no | no | unwired
SIG-000802 | DO | Solenoid command 00803 | G-0052 | AREA-03 | RED-000201 | B | duty | CBL-000402 | 1 | SYN-DO-CHARM | SYN-DO-TB | no | yes | no | loop_checked
SIG-000803 | DO | Alarm reset output 00804 | G-0053 | AREA-04 |  |  | standby | CBL-000402 | 2 | SYN-DO-CHARM | SYN-DO-TB | no | yes | no | unwired
SIG-000804 | AI | Process temperature 00805 | G-0054 | AREA-05 | RED-000202 | A | duty | CBL-000403 | 1 | SYN-AI-CHARM | SYN-AI-TB | yes | no | no | unwired
SIG-000805 | AI | Suction pressure 00806 | G-0055 | AREA-06 |  |  | standby | CBL-000403 | 2 | SYN-AI-CHARM | SYN-AI-TB | yes | no | no | loop_checked
SIG-000806 | AI | Tank level 00807 | G-0056 | AREA-07 | RED-000202 | B | duty | CBL-000404 | 1 | SYN-AI-CHARM | SYN-AI-TB | yes | no | no | unwired
SIG-000807 | AI | Flow rate 00808 | G-0057 | AREA-08 |  |  | standby | CBL-000404 | 2 | SYN-AI-CHARM | SYN-AI-TB | yes | no | no | unwired
SIG-000808 | AO | Speed reference 00809 | G-0058 | AREA-01 | RED-000203 | A | duty | CBL-000405 | 1 | SYN-AO-CHARM | SYN-AO-TB | yes | yes | yes | loop_checked
SIG-000809 | AO | Pressure setpoint 00810 | G-0059 | AREA-02 |  |  | standby | CBL-000405 | 2 | SYN-AO-CHARM | SYN-AO-TB | yes | yes | yes | unwired
SIG-000810 | DI | Motor running feedback 00811 | G-0060 | AREA-03 | RED-000203 | B | duty | CBL-000406 | 1 | SYN-DI-CHARM | SYN-DI-TB | no | no | no | unwired
SIG-000811 | DI | Valve open limit 00812 | G-0061 | AREA-04 |  |  | standby | CBL-000406 | 2 | SYN-DI-CHARM | SYN-DI-TB | no | no | no | wired
SIG-000812 | AO | Pressure setpoint 00813 | G-0062 | AREA-05 | RED-000204 | A | duty | CBL-000407 | 1 | SYN-AO-CHARM | SYN-AO-TB | yes | yes | yes | unwired
SIG-000813 | AO | Control valve demand 00814 | G-0063 | AREA-06 |  |  | standby | CBL-000407 | 2 | SYN-AO-CHARM | SYN-AO-TB | yes | yes | yes | unwired
SIG-000814 | DO | Solenoid command 00815 | G-0064 | AREA-07 | RED-000204 | B | duty | CBL-000408 | 1 | SYN-DO-CHARM | SYN-DO-TB | no | yes | no | unwired
SIG-000815 | DO | Alarm reset output 00816 | G-0065 | AREA-08 |  |  | standby | CBL-000408 | 2 | SYN-DO-CHARM | SYN-DO-TB | no | yes | no | wired
SIG-000816 | DO | Motor start command 00817 | G-0066 | AREA-01 | RED-000205 | A | duty | CBL-000409 | 1 | SYN-DO-CHARM | SYN-DO-TB | no | yes | no | unwired
SIG-000817 | DO | Solenoid command 00818 | G-0067 | AREA-02 |  |  | standby | CBL-000409 | 2 | SYN-DO-CHARM | SYN-DO-TB | no | yes | no | unwired
SIG-000818 | DI | High level switch 00819 | G-0068 | AREA-03 | RED-000205 | B | duty | CBL-000410 | 1 | SYN-DI-CHARM | SYN-DI-TB | no | no | no | unwired
SIG-000819 | DI | Motor running feedback 00820 | G-0069 | AREA-04 |  |  | standby | CBL-000410 | 2 | SYN-DI-CHARM | SYN-DI-TB | no | no | no | wired
SIG-000820 | DI | Valve open limit 00821 | G-0070 | AREA-05 | RED-000206 | A | duty | CBL-000411 | 1 | SYN-DI-CHARM | SYN-DI-TB | no | no | no | loop_checked
SIG-000821 | DI | High level switch 00822 | G-0071 | AREA-06 |  |  | standby | CBL-000411 | 2 | SYN-DI-CHARM | SYN-DI-TB | no | no | no | unwired
SIG-000822 | DO | Motor start command 00823 | G-0072 | AREA-07 | RED-000206 | B | duty | CBL-000412 | 1 | SYN-DO-CHARM | SYN-DO-TB | no | yes | no | wired
SIG-000823 | DO | Solenoid command 00824 | G-0073 | AREA-08 |  |  | standby | CBL-000412 | 2 | SYN-DO-CHARM | SYN-DO-TB | no | yes | no | unwired
SIG-000824 | DO | Alarm reset output 00825 | G-0074 | AREA-01 | RED-000207 | A | duty | CBL-000413 | 1 | SYN-DO-CHARM | SYN-DO-TB | no | yes | no | unwired
SIG-000825 | DO | Motor start command 00826 | G-0075 | AREA-02 |  |  | standby | CBL-000413 | 2 | SYN-DO-CHARM | SYN-DO-TB | no | yes | no | wired
SIG-000826 | DO | Solenoid command 00827 | G-0076 | AREA-03 | RED-000207 | B | duty | CBL-000414 | 1 | SYN-DO-CHARM | SYN-DO-TB | no | yes | no | unwired
SIG-000827 | DO | Alarm reset output 00828 | G-0077 | AREA-04 |  |  | standby | CBL-000414 | 2 | SYN-DO-CHARM | SYN-DO-TB | no | yes | no | fat_tested
SIG-000828 | DI | Motor running feedback 00829 | G-0078 | AREA-05 | RED-000208 | A | duty | CBL-000415 | 1 | SYN-DI-CHARM | SYN-DI-TB | no | no | no | unwired
SIG-000829 | DI | Valve open limit 00830 | G-0079 | AREA-06 |  |  | standby | CBL-000415 | 2 | SYN-DI-CHARM | SYN-DI-TB | no | no | no | loop_checked
SIG-000830 | DO | Alarm reset output 00831 | G-0080 | AREA-07 | RED-000208 | B | duty | CBL-000416 | 1 | SYN-DO-CHARM | SYN-DO-TB | no | yes | no | unwired
SIG-000831 | DO | Motor start command 00832 | G-0081 | AREA-08 |  |  | standby | CBL-000416 | 2 | SYN-DO-CHARM | SYN-DO-TB | no | yes | no | unwired
SIG-000832 | DI | Valve open limit 00833 | G-0082 | AREA-01 | RED-000209 | A | duty | CBL-000417 | 1 | SYN-DI-CHARM | SYN-DI-TB | no | no | no | unwired
SIG-000833 | DI | High level switch 00834 | G-0083 | AREA-02 |  |  | standby | CBL-000417 | 2 | SYN-DI-CHARM | SYN-DI-TB | no | no | no | loop_checked
SIG-000834 | AI | Tank level 00835 | G-0084 | AREA-03 | RED-000209 | B | duty | CBL-000418 | 1 | SYN-AI-CHARM | SYN-AI-TB | yes | no | no | unwired
SIG-000835 | AI | Flow rate 00836 | G-0085 | AREA-04 |  |  | standby | CBL-000418 | 2 | SYN-AI-CHARM | SYN-AI-TB | yes | no | no | unwired
SIG-000836 | DO | Alarm reset output 00837 | G-0086 | AREA-05 | RED-000210 | A | duty | CBL-000419 | 1 | SYN-DO-CHARM | SYN-DO-TB | no | yes | no | unwired
SIG-000837 | DO | Motor start command 00838 | G-0087 | AREA-06 |  |  | standby | CBL-000419 | 2 | SYN-DO-CHARM | SYN-DO-TB | no | yes | no | unwired
SIG-000838 | DI | Valve open limit 00839 | G-0088 | AREA-07 | RED-000210 | B | duty | CBL-000420 | 1 | SYN-DI-CHARM | SYN-DI-TB | no | no | no | unwired
SIG-000839 | DI | High level switch 00840 | G-0089 | AREA-08 |  |  | standby | CBL-000420 | 2 | SYN-DI-CHARM | SYN-DI-TB | no | no | no | wired
SIG-000840 | AI | Process temperature 00841 | G-0090 | AREA-01 | RED-000211 | A | duty | CBL-000421 | 1 | SYN-AI-CHARM | SYN-AI-TB | yes | no | no | wired
SIG-000841 | AI | Suction pressure 00842 | G-0091 | AREA-02 |  |  | standby | CBL-000421 | 2 | SYN-AI-CHARM | SYN-AI-TB | yes | no | no | wired
SIG-000842 | DI | High level switch 00843 | G-0092 | AREA-03 | RED-000211 | B | duty | CBL-000422 | 1 | SYN-DI-CHARM | SYN-DI-TB | no | no | no | wired
SIG-000843 | DI | Motor running feedback 00844 | G-0093 | AREA-04 |  |  | standby | CBL-000422 | 2 | SYN-DI-CHARM | SYN-DI-TB | no | no | no | loop_checked
SIG-000844 | DI | Valve open limit 00845 | G-0094 | AREA-05 | RED-000212 | A | duty | CBL-000423 | 1 | SYN-DI-CHARM | SYN-DI-TB | no | no | no | fat_tested
SIG-000845 | DI | High level switch 00846 | G-0095 | AREA-06 |  |  | standby | CBL-000423 | 2 | SYN-DI-CHARM | SYN-DI-TB | no | no | no | unwired
SIG-000846 | DI | Motor running feedback 00847 | G-0096 | AREA-07 | RED-000212 | B | duty | CBL-000424 | 1 | SYN-DI-CHARM | SYN-DI-TB | no | no | no | unwired
SIG-000847 | DI | Valve open limit 00848 | G-0097 | AREA-08 |  |  | standby | CBL-000424 | 2 | SYN-DI-CHARM | SYN-DI-TB | no | no | no | unwired
SIG-000848 | DI | High level switch 00849 | G-0098 | AREA-01 | RED-000213 | A | duty | CBL-000425 | 1 | SYN-DI-CHARM | SYN-DI-TB | no | no | no | unwired
SIG-000849 | DI | Motor running feedback 00850 | G-0099 | AREA-02 |  |  | standby | CBL-000425 | 2 | SYN-DI-CHARM | SYN-DI-TB | no | no | no | loop_checked
SIG-000850 | AI | Tank level 00851 | G-0100 | AREA-03 | RED-000213 | B | duty | CBL-000426 | 1 | SYN-AI-CHARM | SYN-AI-TB | yes | no | no | unwired
SIG-000851 | AI | Flow rate 00852 | G-0101 | AREA-04 |  |  | standby | CBL-000426 | 2 | SYN-AI-CHARM | SYN-AI-TB | yes | no | no | wired
SIG-000852 | DI | Motor running feedback 00853 | G-0102 | AREA-05 | RED-000214 | A | duty | CBL-000427 | 1 | SYN-DI-CHARM | SYN-DI-TB | no | no | no | unwired
SIG-000853 | DI | Valve open limit 00854 | G-0103 | AREA-06 |  |  | standby | CBL-000427 | 2 | SYN-DI-CHARM | SYN-DI-TB | no | no | no | unwired
SIG-000854 | AO | Pressure setpoint 00855 | G-0104 | AREA-07 | RED-000214 | B | duty | CBL-000428 | 1 | SYN-AO-CHARM | SYN-AO-TB | yes | yes | yes | unwired
SIG-000855 | AO | Control valve demand 00856 | G-0105 | AREA-08 |  |  | standby | CBL-000428 | 2 | SYN-AO-CHARM | SYN-AO-TB | yes | yes | yes | wired
SIG-000856 | DI | Valve open limit 00857 | G-0106 | AREA-01 | RED-000215 | A | duty | CBL-000429 | 1 | SYN-DI-CHARM | SYN-DI-TB | no | no | no | unwired
SIG-000857 | DI | High level switch 00858 | G-0107 | AREA-02 |  |  | standby | CBL-000429 | 2 | SYN-DI-CHARM | SYN-DI-TB | no | no | no | loop_checked
SIG-000858 | DI | Motor running feedback 00859 | G-0108 | AREA-03 | RED-000215 | B | duty | CBL-000430 | 1 | SYN-DI-CHARM | SYN-DI-TB | no | no | no | unwired
SIG-000859 | DI | Valve open limit 00860 | G-0109 | AREA-04 |  |  | standby | CBL-000430 | 2 | SYN-DI-CHARM | SYN-DI-TB | no | no | no | wired
SIG-000860 | DO | Alarm reset output 00861 | G-0110 | AREA-05 | RED-000216 | A | duty | CBL-000431 | 1 | SYN-DO-CHARM | SYN-DO-TB | no | yes | no | unwired
SIG-000861 | DO | Motor start command 00862 | G-0111 | AREA-06 |  |  | standby | CBL-000431 | 2 | SYN-DO-CHARM | SYN-DO-TB | no | yes | no | wired
SIG-000862 | AO | Speed reference 00863 | G-0112 | AREA-07 | RED-000216 | B | duty | CBL-000432 | 1 | SYN-AO-CHARM | SYN-AO-TB | yes | yes | yes | unwired
SIG-000863 | AO | Pressure setpoint 00864 | G-0113 | AREA-08 |  |  | standby | CBL-000432 | 2 | SYN-AO-CHARM | SYN-AO-TB | yes | yes | yes | unwired
SIG-000864 | DI | Motor running feedback 00865 | G-0114 | AREA-01 | RED-000217 | A | duty | CBL-000433 | 1 | SYN-DI-CHARM | SYN-DI-TB | no | no | no | unwired
SIG-000865 | DI | Valve open limit 00866 | G-0115 | AREA-02 |  |  | standby | CBL-000433 | 2 | SYN-DI-CHARM | SYN-DI-TB | no | no | no | unwired
SIG-000866 | AO | Pressure setpoint 00867 | G-0116 | AREA-03 | RED-000217 | B | duty | CBL-000434 | 1 | SYN-AO-CHARM | SYN-AO-TB | yes | yes | yes | loop_checked
SIG-000867 | AO | Control valve demand 00868 | G-0117 | AREA-04 |  |  | standby | CBL-000434 | 2 | SYN-AO-CHARM | SYN-AO-TB | yes | yes | yes | unwired
SIG-000868 | DI | Valve open limit 00869 | G-0118 | AREA-05 | RED-000218 | A | duty | CBL-000435 | 1 | SYN-DI-CHARM | SYN-DI-TB | no | no | no | unwired
SIG-000869 | DI | High level switch 00870 | G-0119 | AREA-06 |  |  | standby | CBL-000435 | 2 | SYN-DI-CHARM | SYN-DI-TB | no | no | no | wired
SIG-000870 | DI | Motor running feedback 00871 | G-0120 | AREA-07 | RED-000218 | B | duty | CBL-000436 | 1 | SYN-DI-CHARM | SYN-DI-TB | no | no | no | fat_tested
SIG-000871 | DI | Valve open limit 00872 | G-0121 | AREA-08 |  |  | standby | CBL-000436 | 2 | SYN-DI-CHARM | SYN-DI-TB | no | no | no | loop_checked
SIG-000872 | AI | Process temperature 00873 | G-0122 | AREA-01 | RED-000219 | A | duty | CBL-000437 | 1 | SYN-AI-CHARM | SYN-AI-TB | yes | no | no | wired
SIG-000873 | AI | Suction pressure 00874 | G-0123 | AREA-02 |  |  | standby | CBL-000437 | 2 | SYN-AI-CHARM | SYN-AI-TB | yes | no | no | unwired
SIG-000874 | AI | Tank level 00875 | G-0124 | AREA-03 | RED-000219 | B | duty | CBL-000438 | 1 | SYN-AI-CHARM | SYN-AI-TB | yes | no | no | loop_checked
SIG-000875 | AI | Flow rate 00876 | G-0125 | AREA-04 |  |  | standby | CBL-000438 | 2 | SYN-AI-CHARM | SYN-AI-TB | yes | no | no | wired
SIG-000876 | AO | Control valve demand 00877 | G-0126 | AREA-05 | RED-000220 | A | duty | CBL-000439 | 1 | SYN-AO-CHARM | SYN-AO-TB | yes | yes | yes | loop_checked
SIG-000877 | AO | Speed reference 00878 | G-0127 | AREA-06 |  |  | standby | CBL-000439 | 2 | SYN-AO-CHARM | SYN-AO-TB | yes | yes | yes | unwired
SIG-000878 | DI | High level switch 00879 | G-0128 | AREA-07 | RED-000220 | B | duty | CBL-000440 | 1 | SYN-DI-CHARM | SYN-DI-TB | no | no | no | unwired
SIG-000879 | DI | Motor running feedback 00880 | G-0129 | AREA-08 |  |  | standby | CBL-000440 | 2 | SYN-DI-CHARM | SYN-DI-TB | no | no | no | fat_tested
SIG-000880 | AI | Process temperature 00881 | G-0130 | AREA-01 | RED-000221 | A | duty | CBL-000441 | 1 | SYN-AI-CHARM | SYN-AI-TB | yes | no | no | unwired
SIG-000881 | AI | Suction pressure 00882 | G-0131 | AREA-02 |  |  | standby | CBL-000441 | 2 | SYN-AI-CHARM | SYN-AI-TB | yes | no | no | unwired
SIG-000882 | DI | Motor running feedback 00883 | G-0132 | AREA-03 | RED-000221 | B | duty | CBL-000442 | 1 | SYN-DI-CHARM | SYN-DI-TB | no | no | no | unwired
SIG-000883 | DI | Valve open limit 00884 | G-0133 | AREA-04 |  |  | standby | CBL-000442 | 2 | SYN-DI-CHARM | SYN-DI-TB | no | no | no | loop_checked
SIG-000884 | DI | High level switch 00885 | G-0134 | AREA-05 | RED-000222 | A | duty | CBL-000443 | 1 | SYN-DI-CHARM | SYN-DI-TB | no | no | no | unwired
SIG-000885 | DI | Motor running feedback 00886 | G-0135 | AREA-06 |  |  | standby | CBL-000443 | 2 | SYN-DI-CHARM | SYN-DI-TB | no | no | no | unwired
SIG-000886 | DI | Valve open limit 00887 | G-0136 | AREA-07 | RED-000222 | B | duty | CBL-000444 | 1 | SYN-DI-CHARM | SYN-DI-TB | no | no | no | loop_checked
SIG-000887 | DI | High level switch 00888 | G-0137 | AREA-08 |  |  | standby | CBL-000444 | 2 | SYN-DI-CHARM | SYN-DI-TB | no | no | no | fat_tested
SIG-000888 | AI | Process temperature 00889 | G-0138 | AREA-01 | RED-000223 | A | duty | CBL-000445 | 1 | SYN-AI-CHARM | SYN-AI-TB | yes | no | no | unwired
SIG-000889 | AI | Suction pressure 00890 | G-0139 | AREA-02 |  |  | standby | CBL-000445 | 2 | SYN-AI-CHARM | SYN-AI-TB | yes | no | no | wired
SIG-000890 | DO | Alarm reset output 00891 | G-0140 | AREA-03 | RED-000223 | B | duty | CBL-000446 | 1 | SYN-DO-CHARM | SYN-DO-TB | no | yes | no | wired
SIG-000891 | DO | Motor start command 00892 | G-0141 | AREA-04 |  |  | standby | CBL-000446 | 2 | SYN-DO-CHARM | SYN-DO-TB | no | yes | no | unwired
SIG-000892 | AO | Speed reference 00893 | G-0142 | AREA-05 | RED-000224 | A | duty | CBL-000447 | 1 | SYN-AO-CHARM | SYN-AO-TB | yes | yes | yes | unwired
SIG-000893 | AO | Pressure setpoint 00894 | G-0143 | AREA-06 |  |  | standby | CBL-000447 | 2 | SYN-AO-CHARM | SYN-AO-TB | yes | yes | yes | unwired
SIG-000894 | DI | Motor running feedback 00895 | G-0144 | AREA-07 | RED-000224 | B | duty | CBL-000448 | 1 | SYN-DI-CHARM | SYN-DI-TB | no | no | no | unwired
SIG-000895 | DI | Valve open limit 00896 | G-0145 | AREA-08 |  |  | standby | CBL-000448 | 2 | SYN-DI-CHARM | SYN-DI-TB | no | no | no | loop_checked
SIG-000896 | DO | Alarm reset output 00897 | G-0146 | AREA-01 | RED-000225 | A | duty | CBL-000449 | 1 | SYN-DO-CHARM | SYN-DO-TB | no | yes | no | unwired
SIG-000897 | DO | Motor start command 00898 | G-0147 | AREA-02 |  |  | standby | CBL-000449 | 2 | SYN-DO-CHARM | SYN-DO-TB | no | yes | no | unwired
SIG-000898 | DI | Valve open limit 00899 | G-0148 | AREA-03 | RED-000225 | B | duty | CBL-000450 | 1 | SYN-DI-CHARM | SYN-DI-TB | no | no | no | unwired
SIG-000899 | DI | High level switch 00900 | G-0149 | AREA-04 |  |  | standby | CBL-000450 | 2 | SYN-DI-CHARM | SYN-DI-TB | no | no | no | wired
SIG-000900 | AI | Process temperature 00901 | G-0150 | AREA-05 | RED-000226 | A | duty | CBL-000451 | 1 | SYN-AI-CHARM | SYN-AI-TB | yes | no | no | loop_checked
SIG-000901 | AI | Suction pressure 00902 | G-0151 | AREA-06 |  |  | standby | CBL-000451 | 2 | SYN-AI-CHARM | SYN-AI-TB | yes | no | no | unwired
SIG-000902 | AI | Tank level 00903 | G-0152 | AREA-07 | RED-000226 | B | duty | CBL-000452 | 1 | SYN-AI-CHARM | SYN-AI-TB | yes | no | no | wired
SIG-000903 | AI | Flow rate 00904 | G-0153 | AREA-08 |  |  | standby | CBL-000452 | 2 | SYN-AI-CHARM | SYN-AI-TB | yes | no | no | unwired
SIG-000904 | AI | Process temperature 00905 | G-0154 | AREA-01 | RED-000227 | A | duty | CBL-000453 | 1 | SYN-AI-CHARM | SYN-AI-TB | yes | no | no | unwired
SIG-000905 | AI | Suction pressure 00906 | G-0155 | AREA-02 |  |  | standby | CBL-000453 | 2 | SYN-AI-CHARM | SYN-AI-TB | yes | no | no | wired
SIG-000906 | DO | Motor start command 00907 | G-0156 | AREA-03 | RED-000227 | B | duty | CBL-000454 | 1 | SYN-DO-CHARM | SYN-DO-TB | no | yes | no | wired
SIG-000907 | DO | Solenoid command 00908 | G-0157 | AREA-04 |  |  | standby | CBL-000454 | 2 | SYN-DO-CHARM | SYN-DO-TB | no | yes | no | loop_checked
SIG-000908 | AI | Process temperature 00909 | G-0158 | AREA-05 | RED-000228 | A | duty | CBL-000455 | 1 | SYN-AI-CHARM | SYN-AI-TB | yes | no | no | unwired
SIG-000909 | AI | Suction pressure 00910 | G-0159 | AREA-06 |  |  | standby | CBL-000455 | 2 | SYN-AI-CHARM | SYN-AI-TB | yes | no | no | unwired
SIG-000910 | DI | Valve open limit 00911 | G-0160 | AREA-07 | RED-000228 | B | duty | CBL-000456 | 1 | SYN-DI-CHARM | SYN-DI-TB | no | no | no | unwired
SIG-000911 | DI | High level switch 00912 | G-0161 | AREA-08 |  |  | standby | CBL-000456 | 2 | SYN-DI-CHARM | SYN-DI-TB | no | no | no | loop_checked
SIG-000912 | DO | Motor start command 00913 | G-0162 | AREA-01 | RED-000229 | A | duty | CBL-000457 | 1 | SYN-DO-CHARM | SYN-DO-TB | no | yes | no | wired
SIG-000913 | DO | Solenoid command 00914 | G-0163 | AREA-02 |  |  | standby | CBL-000457 | 2 | SYN-DO-CHARM | SYN-DO-TB | no | yes | no | unwired
SIG-000914 | DI | High level switch 00915 | G-0164 | AREA-03 | RED-000229 | B | duty | CBL-000458 | 1 | SYN-DI-CHARM | SYN-DI-TB | no | no | no | wired
SIG-000915 | DI | Motor running feedback 00916 | G-0165 | AREA-04 |  |  | standby | CBL-000458 | 2 | SYN-DI-CHARM | SYN-DI-TB | no | no | no | unwired
SIG-000916 | AO | Speed reference 00917 | G-0166 | AREA-05 | RED-000230 | A | duty | CBL-000459 | 1 | SYN-AO-CHARM | SYN-AO-TB | yes | yes | yes | wired
SIG-000917 | AO | Pressure setpoint 00918 | G-0167 | AREA-06 |  |  | standby | CBL-000459 | 2 | SYN-AO-CHARM | SYN-AO-TB | yes | yes | yes | unwired
SIG-000918 | AI | Tank level 00919 | G-0168 | AREA-07 | RED-000230 | B | duty | CBL-000460 | 1 | SYN-AI-CHARM | SYN-AI-TB | yes | no | no | unwired
SIG-000919 | AI | Flow rate 00920 | G-0169 | AREA-08 |  |  | standby | CBL-000460 | 2 | SYN-AI-CHARM | SYN-AI-TB | yes | no | no | loop_checked
SIG-000920 | DO | Alarm reset output 00921 | G-0170 | AREA-01 | RED-000231 | A | duty | CBL-000461 | 1 | SYN-DO-CHARM | SYN-DO-TB | no | yes | no | unwired
SIG-000921 | DO | Motor start command 00922 | G-0171 | AREA-02 |  |  | standby | CBL-000461 | 2 | SYN-DO-CHARM | SYN-DO-TB | no | yes | no | wired
SIG-000922 | DO | Solenoid command 00923 | G-0172 | AREA-03 | RED-000231 | B | duty | CBL-000462 | 1 | SYN-DO-CHARM | SYN-DO-TB | no | yes | no | wired
SIG-000923 | DO | Alarm reset output 00924 | G-0173 | AREA-04 |  |  | standby | CBL-000462 | 2 | SYN-DO-CHARM | SYN-DO-TB | no | yes | no | loop_checked
SIG-000924 | DI | Motor running feedback 00925 | G-0174 | AREA-05 | RED-000232 | A | duty | CBL-000463 | 1 | SYN-DI-CHARM | SYN-DI-TB | no | no | no | wired
SIG-000925 | DI | Valve open limit 00926 | G-0175 | AREA-06 |  |  | standby | CBL-000463 | 2 | SYN-DI-CHARM | SYN-DI-TB | no | no | no | unwired
SIG-000926 | DO | Alarm reset output 00927 | G-0176 | AREA-07 | RED-000232 | B | duty | CBL-000464 | 1 | SYN-DO-CHARM | SYN-DO-TB | no | yes | no | unwired
SIG-000927 | DO | Motor start command 00928 | G-0177 | AREA-08 |  |  | standby | CBL-000464 | 2 | SYN-DO-CHARM | SYN-DO-TB | no | yes | no | loop_checked
SIG-000928 | AI | Process temperature 00929 | G-0178 | AREA-01 | RED-000233 | A | duty | CBL-000465 | 1 | SYN-AI-CHARM | SYN-AI-TB | yes | no | no | loop_checked
SIG-000929 | AI | Suction pressure 00930 | G-0179 | AREA-02 |  |  | standby | CBL-000465 | 2 | SYN-AI-CHARM | SYN-AI-TB | yes | no | no | fat_tested
SIG-000930 | DO | Motor start command 00931 | G-0180 | AREA-03 | RED-000233 | B | duty | CBL-000466 | 1 | SYN-DO-CHARM | SYN-DO-TB | no | yes | no | unwired
SIG-000931 | DO | Solenoid command 00932 | G-0181 | AREA-04 |  |  | standby | CBL-000466 | 2 | SYN-DO-CHARM | SYN-DO-TB | no | yes | no | unwired
SIG-000932 | DI | High level switch 00933 | G-0182 | AREA-05 | RED-000234 | A | duty | CBL-000467 | 1 | SYN-DI-CHARM | SYN-DI-TB | no | no | no | wired
SIG-000933 | DI | Motor running feedback 00934 | G-0183 | AREA-06 |  |  | standby | CBL-000467 | 2 | SYN-DI-CHARM | SYN-DI-TB | no | no | no | unwired
SIG-000934 | DI | Valve open limit 00935 | G-0184 | AREA-07 | RED-000234 | B | duty | CBL-000468 | 1 | SYN-DI-CHARM | SYN-DI-TB | no | no | no | wired
SIG-000935 | DI | High level switch 00936 | G-0185 | AREA-08 |  |  | standby | CBL-000468 | 2 | SYN-DI-CHARM | SYN-DI-TB | no | no | no | unwired
SIG-000936 | AO | Control valve demand 00937 | G-0186 | AREA-01 | RED-000235 | A | duty | CBL-000469 | 1 | SYN-AO-CHARM | SYN-AO-TB | yes | yes | yes | unwired
SIG-000937 | AO | Speed reference 00938 | G-0187 | AREA-02 |  |  | standby | CBL-000469 | 2 | SYN-AO-CHARM | SYN-AO-TB | yes | yes | yes | unwired
SIG-000938 | DO | Alarm reset output 00939 | G-0188 | AREA-03 | RED-000235 | B | duty | CBL-000470 | 1 | SYN-DO-CHARM | SYN-DO-TB | no | yes | no | unwired
SIG-000939 | DO | Motor start command 00940 | G-0189 | AREA-04 |  |  | standby | CBL-000470 | 2 | SYN-DO-CHARM | SYN-DO-TB | no | yes | no | fat_tested
SIG-000940 | AI | Process temperature 00941 | G-0190 | AREA-05 | RED-000236 | A | duty | CBL-000471 | 1 | SYN-AI-CHARM | SYN-AI-TB | yes | no | no | unwired
SIG-000941 | AI | Suction pressure 00942 | G-0191 | AREA-06 |  |  | standby | CBL-000471 | 2 | SYN-AI-CHARM | SYN-AI-TB | yes | no | no | wired
SIG-000942 | AI | Tank level 00943 | G-0192 | AREA-07 | RED-000236 | B | duty | CBL-000472 | 1 | SYN-AI-CHARM | SYN-AI-TB | yes | no | no | unwired
SIG-000943 | AI | Flow rate 00944 | G-0193 | AREA-08 |  |  | standby | CBL-000472 | 2 | SYN-AI-CHARM | SYN-AI-TB | yes | no | no | wired
SIG-000944 | DO | Alarm reset output 00945 | G-0194 | AREA-01 | RED-000237 | A | duty | CBL-000473 | 1 | SYN-DO-CHARM | SYN-DO-TB | no | yes | no | wired
SIG-000945 | DO | Motor start command 00946 | G-0195 | AREA-02 |  |  | standby | CBL-000473 | 2 | SYN-DO-CHARM | SYN-DO-TB | no | yes | no | wired
SIG-000946 | AI | Tank level 00947 | G-0196 | AREA-03 | RED-000237 | B | duty | CBL-000474 | 1 | SYN-AI-CHARM | SYN-AI-TB | yes | no | no | unwired
SIG-000947 | AI | Flow rate 00948 | G-0197 | AREA-04 |  |  | standby | CBL-000474 | 2 | SYN-AI-CHARM | SYN-AI-TB | yes | no | no | unwired
SIG-000948 | AO | Control valve demand 00949 | G-0198 | AREA-05 | RED-000238 | A | duty | CBL-000475 | 1 | SYN-AO-CHARM | SYN-AO-TB | yes | yes | yes | loop_checked
SIG-000949 | AO | Speed reference 00950 | G-0199 | AREA-06 |  |  | standby | CBL-000475 | 2 | SYN-AO-CHARM | SYN-AO-TB | yes | yes | yes | wired
SIG-000950 | DI | High level switch 00951 | G-0200 | AREA-07 | RED-000238 | B | duty | CBL-000476 | 1 | SYN-DI-CHARM | SYN-DI-TB | no | no | no | unwired
SIG-000951 | DI | Motor running feedback 00952 | G-0201 | AREA-08 |  |  | standby | CBL-000476 | 2 | SYN-DI-CHARM | SYN-DI-TB | no | no | no | loop_checked
SIG-000952 | AI | Process temperature 00953 | G-0202 | AREA-01 | RED-000239 | A | duty | CBL-000477 | 1 | SYN-AI-CHARM | SYN-AI-TB | yes | no | no | unwired
SIG-000953 | AI | Suction pressure 00954 | G-0203 | AREA-02 |  |  | standby | CBL-000477 | 2 | SYN-AI-CHARM | SYN-AI-TB | yes | no | no | loop_checked
SIG-000954 | DI | Motor running feedback 00955 | G-0204 | AREA-03 | RED-000239 | B | duty | CBL-000478 | 1 | SYN-DI-CHARM | SYN-DI-TB | no | no | no | unwired
SIG-000955 | DI | Valve open limit 00956 | G-0205 | AREA-04 |  |  | standby | CBL-000478 | 2 | SYN-DI-CHARM | SYN-DI-TB | no | no | no | unwired
SIG-000956 | AI | Process temperature 00957 | G-0206 | AREA-05 | RED-000240 | A | duty | CBL-000479 | 1 | SYN-AI-CHARM | SYN-AI-TB | yes | no | no | unwired
SIG-000957 | AI | Suction pressure 00958 | G-0207 | AREA-06 |  |  | standby | CBL-000479 | 2 | SYN-AI-CHARM | SYN-AI-TB | yes | no | no | wired
SIG-000958 | AO | Speed reference 00959 | G-0208 | AREA-07 | RED-000240 | B | duty | CBL-000480 | 1 | SYN-AO-CHARM | SYN-AO-TB | yes | yes | yes | unwired
SIG-000959 | AO | Pressure setpoint 00960 | G-0209 | AREA-08 |  |  | standby | CBL-000480 | 2 | SYN-AO-CHARM | SYN-AO-TB | yes | yes | yes | unwired
SIG-000960 | DI | Motor running feedback 00961 | G-0210 | AREA-01 | RED-000241 | A | duty | CBL-000481 | 1 | SYN-DI-CHARM | SYN-DI-TB | no | no | no | loop_checked
SIG-000961 | DI | Valve open limit 00962 | G-0211 | AREA-02 |  |  | standby | CBL-000481 | 2 | SYN-DI-CHARM | SYN-DI-TB | no | no | no | wired
SIG-000962 | DI | High level switch 00963 | G-0212 | AREA-03 | RED-000241 | B | duty | CBL-000482 | 1 | SYN-DI-CHARM | SYN-DI-TB | no | no | no | wired
SIG-000963 | DI | Motor running feedback 00964 | G-0213 | AREA-04 |  |  | standby | CBL-000482 | 2 | SYN-DI-CHARM | SYN-DI-TB | no | no | no | loop_checked
SIG-000964 | AI | Process temperature 00965 | G-0214 | AREA-05 | RED-000242 | A | duty | CBL-000483 | 1 | SYN-AI-CHARM | SYN-AI-TB | yes | no | no | unwired
SIG-000965 | AI | Suction pressure 00966 | G-0215 | AREA-06 |  |  | standby | CBL-000483 | 2 | SYN-AI-CHARM | SYN-AI-TB | yes | no | no | loop_checked
SIG-000966 | AI | Tank level 00967 | G-0216 | AREA-07 | RED-000242 | B | duty | CBL-000484 | 1 | SYN-AI-CHARM | SYN-AI-TB | yes | no | no | unwired
SIG-000967 | AI | Flow rate 00968 | G-0217 | AREA-08 |  |  | standby | CBL-000484 | 2 | SYN-AI-CHARM | SYN-AI-TB | yes | no | no | wired
SIG-000968 | AI | Process temperature 00969 | G-0218 | AREA-01 | RED-000243 | A | duty | CBL-000485 | 1 | SYN-AI-CHARM | SYN-AI-TB | yes | no | no | wired
SIG-000969 | AI | Suction pressure 00970 | G-0219 | AREA-02 |  |  | standby | CBL-000485 | 2 | SYN-AI-CHARM | SYN-AI-TB | yes | no | no | wired
SIG-000970 | AI | Tank level 00971 | G-0220 | AREA-03 | RED-000243 | B | duty | CBL-000486 | 1 | SYN-AI-CHARM | SYN-AI-TB | yes | no | no | unwired
SIG-000971 | AI | Flow rate 00972 | G-0221 | AREA-04 |  |  | standby | CBL-000486 | 2 | SYN-AI-CHARM | SYN-AI-TB | yes | no | no | unwired
SIG-000972 | DO | Motor start command 00973 | G-0222 | AREA-05 | RED-000244 | A | duty | CBL-000487 | 1 | SYN-DO-CHARM | SYN-DO-TB | no | yes | no | wired
SIG-000973 | DO | Solenoid command 00974 | G-0223 | AREA-06 |  |  | standby | CBL-000487 | 2 | SYN-DO-CHARM | SYN-DO-TB | no | yes | no | unwired
SIG-000974 | DI | High level switch 00975 | G-0224 | AREA-07 | RED-000244 | B | duty | CBL-000488 | 1 | SYN-DI-CHARM | SYN-DI-TB | no | no | no | unwired
SIG-000975 | DI | Motor running feedback 00976 | G-0225 | AREA-08 |  |  | standby | CBL-000488 | 2 | SYN-DI-CHARM | SYN-DI-TB | no | no | no | unwired
SIG-000976 | AO | Speed reference 00977 | G-0226 | AREA-01 | RED-000245 | A | duty | CBL-000489 | 1 | SYN-AO-CHARM | SYN-AO-TB | yes | yes | yes | unwired
SIG-000977 | AO | Pressure setpoint 00978 | G-0227 | AREA-02 |  |  | standby | CBL-000489 | 2 | SYN-AO-CHARM | SYN-AO-TB | yes | yes | yes | unwired
SIG-000978 | DI | Motor running feedback 00979 | G-0228 | AREA-03 | RED-000245 | B | duty | CBL-000490 | 1 | SYN-DI-CHARM | SYN-DI-TB | no | no | no | wired
SIG-000979 | DI | Valve open limit 00980 | G-0229 | AREA-04 |  |  | standby | CBL-000490 | 2 | SYN-DI-CHARM | SYN-DI-TB | no | no | no | unwired
SIG-000980 | AI | Process temperature 00981 | G-0230 | AREA-05 | RED-000246 | A | duty | CBL-000491 | 1 | SYN-AI-CHARM | SYN-AI-TB | yes | no | no | loop_checked
SIG-000981 | AI | Suction pressure 00982 | G-0231 | AREA-06 |  |  | standby | CBL-000491 | 2 | SYN-AI-CHARM | SYN-AI-TB | yes | no | no | unwired
SIG-000982 | AI | Tank level 00983 | G-0232 | AREA-07 | RED-000246 | B | duty | CBL-000492 | 1 | SYN-AI-CHARM | SYN-AI-TB | yes | no | no | unwired
SIG-000983 | AI | Flow rate 00984 | G-0233 | AREA-08 |  |  | standby | CBL-000492 | 2 | SYN-AI-CHARM | SYN-AI-TB | yes | no | no | unwired
SIG-000984 | AO | Control valve demand 00985 | G-0234 | AREA-01 | RED-000247 | A | duty | CBL-000493 | 1 | SYN-AO-CHARM | SYN-AO-TB | yes | yes | yes | wired
SIG-000985 | AO | Speed reference 00986 | G-0235 | AREA-02 |  |  | standby | CBL-000493 | 2 | SYN-AO-CHARM | SYN-AO-TB | yes | yes | yes | loop_checked
SIG-000986 | DI | High level switch 00987 | G-0236 | AREA-03 | RED-000247 | B | duty | CBL-000494 | 1 | SYN-DI-CHARM | SYN-DI-TB | no | no | no | fat_tested
SIG-000987 | DI | Motor running feedback 00988 | G-0237 | AREA-04 |  |  | standby | CBL-000494 | 2 | SYN-DI-CHARM | SYN-DI-TB | no | no | no | unwired
SIG-000988 | DO | Solenoid command 00989 | G-0238 | AREA-05 | RED-000248 | A | duty | CBL-000495 | 1 | SYN-DO-CHARM | SYN-DO-TB | no | yes | no | wired
SIG-000989 | DO | Alarm reset output 00990 | G-0239 | AREA-06 |  |  | standby | CBL-000495 | 2 | SYN-DO-CHARM | SYN-DO-TB | no | yes | no | unwired
SIG-000990 | AI | Tank level 00991 | G-0240 | AREA-07 | RED-000248 | B | duty | CBL-000496 | 1 | SYN-AI-CHARM | SYN-AI-TB | yes | no | no | loop_checked
SIG-000991 | AI | Flow rate 00992 | G-0241 | AREA-08 |  |  | standby | CBL-000496 | 2 | SYN-AI-CHARM | SYN-AI-TB | yes | no | no | unwired
SIG-000992 | DI | High level switch 00993 | G-0242 | AREA-01 | RED-000249 | A | duty | CBL-000497 | 1 | SYN-DI-CHARM | SYN-DI-TB | no | no | no | loop_checked
SIG-000993 | DI | Motor running feedback 00994 | G-0243 | AREA-02 |  |  | standby | CBL-000497 | 2 | SYN-DI-CHARM | SYN-DI-TB | no | no | no | fat_tested
SIG-000994 | AI | Tank level 00995 | G-0244 | AREA-03 | RED-000249 | B | duty | CBL-000498 | 1 | SYN-AI-CHARM | SYN-AI-TB | yes | no | no | unwired
SIG-000995 | AI | Flow rate 00996 | G-0245 | AREA-04 |  |  | standby | CBL-000498 | 2 | SYN-AI-CHARM | SYN-AI-TB | yes | no | no | unwired
SIG-000996 | AI | Process temperature 00997 | G-0246 | AREA-05 | RED-000250 | A | duty | CBL-000499 | 1 | SYN-AI-CHARM | SYN-AI-TB | yes | no | no | loop_checked
SIG-000997 | AI | Suction pressure 00998 | G-0247 | AREA-06 |  |  | standby | CBL-000499 | 2 | SYN-AI-CHARM | SYN-AI-TB | yes | no | no | unwired
SIG-000998 | DI | High level switch 00999 | G-0248 | AREA-07 | RED-000250 | B | duty | CBL-000500 | 1 | SYN-DI-CHARM | SYN-DI-TB | no | no | no | unwired
SIG-000999 | DI | Motor running feedback 01000 | G-0249 | AREA-08 |  |  | standby | CBL-000500 | 2 | SYN-DI-CHARM | SYN-DI-TB | no | no | no | wired
SIG-001000 | AI | Process temperature 01001 | G-0000 | AREA-01 | RED-000251 | A | duty | CBL-000501 | 1 | SYN-AI-CHARM | SYN-AI-TB | yes | no | no | unwired
SIG-001001 | AI | Suction pressure 01002 | G-0001 | AREA-02 |  |  | standby | CBL-000501 | 2 | SYN-AI-CHARM | SYN-AI-TB | yes | no | no | fat_tested
SIG-001002 | DI | Motor running feedback 01003 | G-0002 | AREA-03 | RED-000251 | B | duty | CBL-000502 | 1 | SYN-DI-CHARM | SYN-DI-TB | no | no | no | unwired
SIG-001003 | DI | Valve open limit 01004 | G-0003 | AREA-04 |  |  | standby | CBL-000502 | 2 | SYN-DI-CHARM | SYN-DI-TB | no | no | no | unwired
SIG-001004 | AI | Process temperature 01005 | G-0004 | AREA-05 | RED-000252 | A | duty | CBL-000503 | 1 | SYN-AI-CHARM | SYN-AI-TB | yes | no | no | wired
SIG-001005 | AI | Suction pressure 01006 | G-0005 | AREA-06 |  |  | standby | CBL-000503 | 2 | SYN-AI-CHARM | SYN-AI-TB | yes | no | no | fat_tested
SIG-001006 | AO | Speed reference 01007 | G-0006 | AREA-07 | RED-000252 | B | duty | CBL-000504 | 1 | SYN-AO-CHARM | SYN-AO-TB | yes | yes | yes | unwired
SIG-001007 | AO | Pressure setpoint 01008 | G-0007 | AREA-08 |  |  | standby | CBL-000504 | 2 | SYN-AO-CHARM | SYN-AO-TB | yes | yes | yes | unwired
SIG-001008 | DI | Motor running feedback 01009 | G-0008 | AREA-01 | RED-000253 | A | duty | CBL-000505 | 1 | SYN-DI-CHARM | SYN-DI-TB | no | no | no | unwired
SIG-001009 | DI | Valve open limit 01010 | G-0009 | AREA-02 |  |  | standby | CBL-000505 | 2 | SYN-DI-CHARM | SYN-DI-TB | no | no | no | unwired
SIG-001010 | DO | Alarm reset output 01011 | G-0010 | AREA-03 | RED-000253 | B | duty | CBL-000506 | 1 | SYN-DO-CHARM | SYN-DO-TB | no | yes | no | wired
SIG-001011 | DO | Motor start command 01012 | G-0011 | AREA-04 |  |  | standby | CBL-000506 | 2 | SYN-DO-CHARM | SYN-DO-TB | no | yes | no | loop_checked
SIG-001012 | AO | Speed reference 01013 | G-0012 | AREA-05 | RED-000254 | A | duty | CBL-000507 | 1 | SYN-AO-CHARM | SYN-AO-TB | yes | yes | yes | unwired
SIG-001013 | AO | Pressure setpoint 01014 | G-0013 | AREA-06 |  |  | standby | CBL-000507 | 2 | SYN-AO-CHARM | SYN-AO-TB | yes | yes | yes | unwired
SIG-001014 | AO | Control valve demand 01015 | G-0014 | AREA-07 | RED-000254 | B | duty | CBL-000508 | 1 | SYN-AO-CHARM | SYN-AO-TB | yes | yes | yes | unwired
SIG-001015 | AO | Speed reference 01016 | G-0015 | AREA-08 |  |  | standby | CBL-000508 | 2 | SYN-AO-CHARM | SYN-AO-TB | yes | yes | yes | wired
SIG-001016 | DI | High level switch 01017 | G-0016 | AREA-01 | RED-000255 | A | duty | CBL-000509 | 1 | SYN-DI-CHARM | SYN-DI-TB | no | no | no | wired
SIG-001017 | DI | Motor running feedback 01018 | G-0017 | AREA-02 |  |  | standby | CBL-000509 | 2 | SYN-DI-CHARM | SYN-DI-TB | no | no | no | unwired
SIG-001018 | DI | Valve open limit 01019 | G-0018 | AREA-03 | RED-000255 | B | duty | CBL-000510 | 1 | SYN-DI-CHARM | SYN-DI-TB | no | no | no | unwired
SIG-001019 | DI | High level switch 01020 | G-0019 | AREA-04 |  |  | standby | CBL-000510 | 2 | SYN-DI-CHARM | SYN-DI-TB | no | no | no | unwired
SIG-001020 | DO | Motor start command 01021 | G-0020 | AREA-05 | RED-000256 | A | duty | CBL-000511 | 1 | SYN-DO-CHARM | SYN-DO-TB | no | yes | no | unwired
SIG-001021 | DO | Solenoid command 01022 | G-0021 | AREA-06 |  |  | standby | CBL-000511 | 2 | SYN-DO-CHARM | SYN-DO-TB | no | yes | no | unwired
SIG-001022 | DO | Alarm reset output 01023 | G-0022 | AREA-07 | RED-000256 | B | duty | CBL-000512 | 1 | SYN-DO-CHARM | SYN-DO-TB | no | yes | no | unwired
SIG-001023 | DO | Motor start command 01024 | G-0023 | AREA-08 |  |  | standby | CBL-000512 | 2 | SYN-DO-CHARM | SYN-DO-TB | no | yes | no | unwired
SIG-001024 | DO | Solenoid command 01025 | G-0024 | AREA-01 | RED-000257 | A | duty | CBL-000513 | 1 | SYN-DO-CHARM | SYN-DO-TB | no | yes | no | loop_checked
SIG-001025 | DO | Alarm reset output 01026 | G-0025 | AREA-02 |  |  | standby | CBL-000513 | 2 | SYN-DO-CHARM | SYN-DO-TB | no | yes | no | unwired
SIG-001026 | DI | Motor running feedback 01027 | G-0026 | AREA-03 | RED-000257 | B | duty | CBL-000514 | 1 | SYN-DI-CHARM | SYN-DI-TB | no | no | no | unwired
SIG-001027 | DI | Valve open limit 01028 | G-0027 | AREA-04 |  |  | standby | CBL-000514 | 2 | SYN-DI-CHARM | SYN-DI-TB | no | no | no | unwired
SIG-001028 | DO | Alarm reset output 01029 | G-0028 | AREA-05 | RED-000258 | A | duty | CBL-000515 | 1 | SYN-DO-CHARM | SYN-DO-TB | no | yes | no | wired
SIG-001029 | DO | Motor start command 01030 | G-0029 | AREA-06 |  |  | standby | CBL-000515 | 2 | SYN-DO-CHARM | SYN-DO-TB | no | yes | no | fat_tested
SIG-001030 | DI | Valve open limit 01031 | G-0030 | AREA-07 | RED-000258 | B | duty | CBL-000516 | 1 | SYN-DI-CHARM | SYN-DI-TB | no | no | no | unwired
SIG-001031 | DI | High level switch 01032 | G-0031 | AREA-08 |  |  | standby | CBL-000516 | 2 | SYN-DI-CHARM | SYN-DI-TB | no | no | no | unwired
SIG-001032 | DI | Motor running feedback 01033 | G-0032 | AREA-01 | RED-000259 | A | duty | CBL-000517 | 1 | SYN-DI-CHARM | SYN-DI-TB | no | no | no | loop_checked
SIG-001033 | DI | Valve open limit 01034 | G-0033 | AREA-02 |  |  | standby | CBL-000517 | 2 | SYN-DI-CHARM | SYN-DI-TB | no | no | no | unwired
SIG-001034 | AI | Tank level 01035 | G-0034 | AREA-03 | RED-000259 | B | duty | CBL-000518 | 1 | SYN-AI-CHARM | SYN-AI-TB | yes | no | no | unwired
SIG-001035 | AI | Flow rate 01036 | G-0035 | AREA-04 |  |  | standby | CBL-000518 | 2 | SYN-AI-CHARM | SYN-AI-TB | yes | no | no | unwired
SIG-001036 | DO | Solenoid command 01037 | G-0036 | AREA-05 | RED-000260 | A | duty | CBL-000519 | 1 | SYN-DO-CHARM | SYN-DO-TB | no | yes | no | wired
SIG-001037 | DO | Alarm reset output 01038 | G-0037 | AREA-06 |  |  | standby | CBL-000519 | 2 | SYN-DO-CHARM | SYN-DO-TB | no | yes | no | unwired
SIG-001038 | DO | Motor start command 01039 | G-0038 | AREA-07 | RED-000260 | B | duty | CBL-000520 | 1 | SYN-DO-CHARM | SYN-DO-TB | no | yes | no | loop_checked
SIG-001039 | DO | Solenoid command 01040 | G-0039 | AREA-08 |  |  | standby | CBL-000520 | 2 | SYN-DO-CHARM | SYN-DO-TB | no | yes | no | unwired
SIG-001040 | DI | High level switch 01041 | G-0040 | AREA-01 | RED-000261 | A | duty | CBL-000521 | 1 | SYN-DI-CHARM | SYN-DI-TB | no | no | no | wired
SIG-001041 | DI | Motor running feedback 01042 | G-0041 | AREA-02 |  |  | standby | CBL-000521 | 2 | SYN-DI-CHARM | SYN-DI-TB | no | no | no | unwired
SIG-001042 | DO | Solenoid command 01043 | G-0042 | AREA-03 | RED-000261 | B | duty | CBL-000522 | 1 | SYN-DO-CHARM | SYN-DO-TB | no | yes | no | wired
SIG-001043 | DO | Alarm reset output 01044 | G-0043 | AREA-04 |  |  | standby | CBL-000522 | 2 | SYN-DO-CHARM | SYN-DO-TB | no | yes | no | wired
SIG-001044 | AI | Process temperature 01045 | G-0044 | AREA-05 | RED-000262 | A | duty | CBL-000523 | 1 | SYN-AI-CHARM | SYN-AI-TB | yes | no | no | wired
SIG-001045 | AI | Suction pressure 01046 | G-0045 | AREA-06 |  |  | standby | CBL-000523 | 2 | SYN-AI-CHARM | SYN-AI-TB | yes | no | no | unwired
SIG-001046 | DI | High level switch 01047 | G-0046 | AREA-07 | RED-000262 | B | duty | CBL-000524 | 1 | SYN-DI-CHARM | SYN-DI-TB | no | no | no | unwired
SIG-001047 | DI | Motor running feedback 01048 | G-0047 | AREA-08 |  |  | standby | CBL-000524 | 2 | SYN-DI-CHARM | SYN-DI-TB | no | no | no | loop_checked
SIG-001048 | AI | Process temperature 01049 | G-0048 | AREA-01 | RED-000263 | A | duty | CBL-000525 | 1 | SYN-AI-CHARM | SYN-AI-TB | yes | no | no | unwired
SIG-001049 | AI | Suction pressure 01050 | G-0049 | AREA-02 |  |  | standby | CBL-000525 | 2 | SYN-AI-CHARM | SYN-AI-TB | yes | no | no | wired
SIG-001050 | AO | Control valve demand 01051 | G-0050 | AREA-03 | RED-000263 | B | duty | CBL-000526 | 1 | SYN-AO-CHARM | SYN-AO-TB | yes | yes | yes | unwired
SIG-001051 | AO | Speed reference 01052 | G-0051 | AREA-04 |  |  | standby | CBL-000526 | 2 | SYN-AO-CHARM | SYN-AO-TB | yes | yes | yes | wired
SIG-001052 | DI | High level switch 01053 | G-0052 | AREA-05 | RED-000264 | A | duty | CBL-000527 | 1 | SYN-DI-CHARM | SYN-DI-TB | no | no | no | wired
SIG-001053 | DI | Motor running feedback 01054 | G-0053 | AREA-06 |  |  | standby | CBL-000527 | 2 | SYN-DI-CHARM | SYN-DI-TB | no | no | no | wired
SIG-001054 | DO | Solenoid command 01055 | G-0054 | AREA-07 | RED-000264 | B | duty | CBL-000528 | 1 | SYN-DO-CHARM | SYN-DO-TB | no | yes | no | loop_checked
SIG-001055 | DO | Alarm reset output 01056 | G-0055 | AREA-08 |  |  | standby | CBL-000528 | 2 | SYN-DO-CHARM | SYN-DO-TB | no | yes | no | unwired
SIG-001056 | AI | Process temperature 01057 | G-0056 | AREA-01 | RED-000265 | A | duty | CBL-000529 | 1 | SYN-AI-CHARM | SYN-AI-TB | yes | no | no | wired
SIG-001057 | AI | Suction pressure 01058 | G-0057 | AREA-02 |  |  | standby | CBL-000529 | 2 | SYN-AI-CHARM | SYN-AI-TB | yes | no | no | loop_checked
SIG-001058 | DO | Alarm reset output 01059 | G-0058 | AREA-03 | RED-000265 | B | duty | CBL-000530 | 1 | SYN-DO-CHARM | SYN-DO-TB | no | yes | no | unwired
SIG-001059 | DO | Motor start command 01060 | G-0059 | AREA-04 |  |  | standby | CBL-000530 | 2 | SYN-DO-CHARM | SYN-DO-TB | no | yes | no | wired
SIG-001060 | DI | Valve open limit 01061 | G-0060 | AREA-05 | RED-000266 | A | duty | CBL-000531 | 1 | SYN-DI-CHARM | SYN-DI-TB | no | no | no | unwired
SIG-001061 | DI | High level switch 01062 | G-0061 | AREA-06 |  |  | standby | CBL-000531 | 2 | SYN-DI-CHARM | SYN-DI-TB | no | no | no | wired
SIG-001062 | AI | Tank level 01063 | G-0062 | AREA-07 | RED-000266 | B | duty | CBL-000532 | 1 | SYN-AI-CHARM | SYN-AI-TB | yes | no | no | unwired
SIG-001063 | AI | Flow rate 01064 | G-0063 | AREA-08 |  |  | standby | CBL-000532 | 2 | SYN-AI-CHARM | SYN-AI-TB | yes | no | no | unwired
SIG-001064 | AI | Process temperature 01065 | G-0064 | AREA-01 | RED-000267 | A | duty | CBL-000533 | 1 | SYN-AI-CHARM | SYN-AI-TB | yes | no | no | loop_checked
SIG-001065 | AI | Suction pressure 01066 | G-0065 | AREA-02 |  |  | standby | CBL-000533 | 2 | SYN-AI-CHARM | SYN-AI-TB | yes | no | no | unwired
SIG-001066 | AI | Tank level 01067 | G-0066 | AREA-03 | RED-000267 | B | duty | CBL-000534 | 1 | SYN-AI-CHARM | SYN-AI-TB | yes | no | no | wired
SIG-001067 | AI | Flow rate 01068 | G-0067 | AREA-04 |  |  | standby | CBL-000534 | 2 | SYN-AI-CHARM | SYN-AI-TB | yes | no | no | unwired
SIG-001068 | AI | Process temperature 01069 | G-0068 | AREA-05 | RED-000268 | A | duty | CBL-000535 | 1 | SYN-AI-CHARM | SYN-AI-TB | yes | no | no | loop_checked
SIG-001069 | AI | Suction pressure 01070 | G-0069 | AREA-06 |  |  | standby | CBL-000535 | 2 | SYN-AI-CHARM | SYN-AI-TB | yes | no | no | loop_checked
SIG-001070 | AI | Tank level 01071 | G-0070 | AREA-07 | RED-000268 | B | duty | CBL-000536 | 1 | SYN-AI-CHARM | SYN-AI-TB | yes | no | no | unwired
SIG-001071 | AI | Flow rate 01072 | G-0071 | AREA-08 |  |  | standby | CBL-000536 | 2 | SYN-AI-CHARM | SYN-AI-TB | yes | no | no | loop_checked
SIG-001072 | DI | Valve open limit 01073 | G-0072 | AREA-01 | RED-000269 | A | duty | CBL-000537 | 1 | SYN-DI-CHARM | SYN-DI-TB | no | no | no | loop_checked
SIG-001073 | DI | High level switch 01074 | G-0073 | AREA-02 |  |  | standby | CBL-000537 | 2 | SYN-DI-CHARM | SYN-DI-TB | no | no | no | unwired
SIG-001074 | DI | Motor running feedback 01075 | G-0074 | AREA-03 | RED-000269 | B | duty | CBL-000538 | 1 | SYN-DI-CHARM | SYN-DI-TB | no | no | no | loop_checked
SIG-001075 | DI | Valve open limit 01076 | G-0075 | AREA-04 |  |  | standby | CBL-000538 | 2 | SYN-DI-CHARM | SYN-DI-TB | no | no | no | loop_checked
SIG-001076 | AI | Process temperature 01077 | G-0076 | AREA-05 | RED-000270 | A | duty | CBL-000539 | 1 | SYN-AI-CHARM | SYN-AI-TB | yes | no | no | wired
SIG-001077 | AI | Suction pressure 01078 | G-0077 | AREA-06 |  |  | standby | CBL-000539 | 2 | SYN-AI-CHARM | SYN-AI-TB | yes | no | no | unwired
SIG-001078 | AO | Speed reference 01079 | G-0078 | AREA-07 | RED-000270 | B | duty | CBL-000540 | 1 | SYN-AO-CHARM | SYN-AO-TB | yes | yes | yes | wired
SIG-001079 | AO | Pressure setpoint 01080 | G-0079 | AREA-08 |  |  | standby | CBL-000540 | 2 | SYN-AO-CHARM | SYN-AO-TB | yes | yes | yes | unwired
SIG-001080 | AI | Process temperature 01081 | G-0080 | AREA-01 | RED-000271 | A | duty | CBL-000541 | 1 | SYN-AI-CHARM | SYN-AI-TB | yes | no | no | wired
SIG-001081 | AI | Suction pressure 01082 | G-0081 | AREA-02 |  |  | standby | CBL-000541 | 2 | SYN-AI-CHARM | SYN-AI-TB | yes | no | no | unwired
SIG-001082 | DI | High level switch 01083 | G-0082 | AREA-03 | RED-000271 | B | duty | CBL-000542 | 1 | SYN-DI-CHARM | SYN-DI-TB | no | no | no | unwired
SIG-001083 | DI | Motor running feedback 01084 | G-0083 | AREA-04 |  |  | standby | CBL-000542 | 2 | SYN-DI-CHARM | SYN-DI-TB | no | no | no | unwired
SIG-001084 | DO | Solenoid command 01085 | G-0084 | AREA-05 | RED-000272 | A | duty | CBL-000543 | 1 | SYN-DO-CHARM | SYN-DO-TB | no | yes | no | wired
SIG-001085 | DO | Alarm reset output 01086 | G-0085 | AREA-06 |  |  | standby | CBL-000543 | 2 | SYN-DO-CHARM | SYN-DO-TB | no | yes | no | loop_checked
SIG-001086 | DI | Motor running feedback 01087 | G-0086 | AREA-07 | RED-000272 | B | duty | CBL-000544 | 1 | SYN-DI-CHARM | SYN-DI-TB | no | no | no | unwired
SIG-001087 | DI | Valve open limit 01088 | G-0087 | AREA-08 |  |  | standby | CBL-000544 | 2 | SYN-DI-CHARM | SYN-DI-TB | no | no | no | unwired
SIG-001088 | AO | Pressure setpoint 01089 | G-0088 | AREA-01 | RED-000273 | A | duty | CBL-000545 | 1 | SYN-AO-CHARM | SYN-AO-TB | yes | yes | yes | wired
SIG-001089 | AO | Control valve demand 01090 | G-0089 | AREA-02 |  |  | standby | CBL-000545 | 2 | SYN-AO-CHARM | SYN-AO-TB | yes | yes | yes | loop_checked
SIG-001090 | DI | Valve open limit 01091 | G-0090 | AREA-03 | RED-000273 | B | duty | CBL-000546 | 1 | SYN-DI-CHARM | SYN-DI-TB | no | no | no | loop_checked
SIG-001091 | DI | High level switch 01092 | G-0091 | AREA-04 |  |  | standby | CBL-000546 | 2 | SYN-DI-CHARM | SYN-DI-TB | no | no | no | wired
SIG-001092 | AI | Process temperature 01093 | G-0092 | AREA-05 | RED-000274 | A | duty | CBL-000547 | 1 | SYN-AI-CHARM | SYN-AI-TB | yes | no | no | loop_checked
SIG-001093 | AI | Suction pressure 01094 | G-0093 | AREA-06 |  |  | standby | CBL-000547 | 2 | SYN-AI-CHARM | SYN-AI-TB | yes | no | no | wired
SIG-001094 | AI | Tank level 01095 | G-0094 | AREA-07 | RED-000274 | B | duty | CBL-000548 | 1 | SYN-AI-CHARM | SYN-AI-TB | yes | no | no | unwired
SIG-001095 | AI | Flow rate 01096 | G-0095 | AREA-08 |  |  | standby | CBL-000548 | 2 | SYN-AI-CHARM | SYN-AI-TB | yes | no | no | wired
SIG-001096 | AO | Speed reference 01097 | G-0096 | AREA-01 | RED-000275 | A | duty | CBL-000549 | 1 | SYN-AO-CHARM | SYN-AO-TB | yes | yes | yes | unwired
SIG-001097 | AO | Pressure setpoint 01098 | G-0097 | AREA-02 |  |  | standby | CBL-000549 | 2 | SYN-AO-CHARM | SYN-AO-TB | yes | yes | yes | wired
SIG-001098 | AI | Tank level 01099 | G-0098 | AREA-03 | RED-000275 | B | duty | CBL-000550 | 1 | SYN-AI-CHARM | SYN-AI-TB | yes | no | no | loop_checked
SIG-001099 | AI | Flow rate 01100 | G-0099 | AREA-04 |  |  | standby | CBL-000550 | 2 | SYN-AI-CHARM | SYN-AI-TB | yes | no | no | wired
SIG-001100 | DI | High level switch 01101 | G-0100 | AREA-05 | RED-000276 | A | duty | CBL-000551 | 1 | SYN-DI-CHARM | SYN-DI-TB | no | no | no | loop_checked
SIG-001101 | DI | Motor running feedback 01102 | G-0101 | AREA-06 |  |  | standby | CBL-000551 | 2 | SYN-DI-CHARM | SYN-DI-TB | no | no | no | unwired
SIG-001102 | DO | Solenoid command 01103 | G-0102 | AREA-07 | RED-000276 | B | duty | CBL-000552 | 1 | SYN-DO-CHARM | SYN-DO-TB | no | yes | no | loop_checked
SIG-001103 | DO | Alarm reset output 01104 | G-0103 | AREA-08 |  |  | standby | CBL-000552 | 2 | SYN-DO-CHARM | SYN-DO-TB | no | yes | no | loop_checked
SIG-001104 | DO | Motor start command 01105 | G-0104 | AREA-01 | RED-000277 | A | duty | CBL-000553 | 1 | SYN-DO-CHARM | SYN-DO-TB | no | yes | no | fat_tested
SIG-001105 | DO | Solenoid command 01106 | G-0105 | AREA-02 |  |  | standby | CBL-000553 | 2 | SYN-DO-CHARM | SYN-DO-TB | no | yes | no | wired
SIG-001106 | AI | Tank level 01107 | G-0106 | AREA-03 | RED-000277 | B | duty | CBL-000554 | 1 | SYN-AI-CHARM | SYN-AI-TB | yes | no | no | unwired
SIG-001107 | AI | Flow rate 01108 | G-0107 | AREA-04 |  |  | standby | CBL-000554 | 2 | SYN-AI-CHARM | SYN-AI-TB | yes | no | no | wired
SIG-001108 | DI | Valve open limit 01109 | G-0108 | AREA-05 | RED-000278 | A | duty | CBL-000555 | 1 | SYN-DI-CHARM | SYN-DI-TB | no | no | no | unwired
SIG-001109 | DI | High level switch 01110 | G-0109 | AREA-06 |  |  | standby | CBL-000555 | 2 | SYN-DI-CHARM | SYN-DI-TB | no | no | no | unwired
SIG-001110 | DI | Motor running feedback 01111 | G-0110 | AREA-07 | RED-000278 | B | duty | CBL-000556 | 1 | SYN-DI-CHARM | SYN-DI-TB | no | no | no | wired
SIG-001111 | DI | Valve open limit 01112 | G-0111 | AREA-08 |  |  | standby | CBL-000556 | 2 | SYN-DI-CHARM | SYN-DI-TB | no | no | no | loop_checked
SIG-001112 | AI | Process temperature 01113 | G-0112 | AREA-01 | RED-000279 | A | duty | CBL-000557 | 1 | SYN-AI-CHARM | SYN-AI-TB | yes | no | no | fat_tested
SIG-001113 | AI | Suction pressure 01114 | G-0113 | AREA-02 |  |  | standby | CBL-000557 | 2 | SYN-AI-CHARM | SYN-AI-TB | yes | no | no | loop_checked
SIG-001114 | DO | Solenoid command 01115 | G-0114 | AREA-03 | RED-000279 | B | duty | CBL-000558 | 1 | SYN-DO-CHARM | SYN-DO-TB | no | yes | no | unwired
SIG-001115 | DO | Alarm reset output 01116 | G-0115 | AREA-04 |  |  | standby | CBL-000558 | 2 | SYN-DO-CHARM | SYN-DO-TB | no | yes | no | unwired
SIG-001116 | DI | Motor running feedback 01117 | G-0116 | AREA-05 | RED-000280 | A | duty | CBL-000559 | 1 | SYN-DI-CHARM | SYN-DI-TB | no | no | no | wired
SIG-001117 | DI | Valve open limit 01118 | G-0117 | AREA-06 |  |  | standby | CBL-000559 | 2 | SYN-DI-CHARM | SYN-DI-TB | no | no | no | unwired
SIG-001118 | DO | Alarm reset output 01119 | G-0118 | AREA-07 | RED-000280 | B | duty | CBL-000560 | 1 | SYN-DO-CHARM | SYN-DO-TB | no | yes | no | loop_checked
SIG-001119 | DO | Motor start command 01120 | G-0119 | AREA-08 |  |  | standby | CBL-000560 | 2 | SYN-DO-CHARM | SYN-DO-TB | no | yes | no | unwired
SIG-001120 | DI | Valve open limit 01121 | G-0120 | AREA-01 | RED-000281 | A | duty | CBL-000561 | 1 | SYN-DI-CHARM | SYN-DI-TB | no | no | no | unwired
SIG-001121 | DI | High level switch 01122 | G-0121 | AREA-02 |  |  | standby | CBL-000561 | 2 | SYN-DI-CHARM | SYN-DI-TB | no | no | no | unwired
SIG-001122 | AI | Tank level 01123 | G-0122 | AREA-03 | RED-000281 | B | duty | CBL-000562 | 1 | SYN-AI-CHARM | SYN-AI-TB | yes | no | no | fat_tested
SIG-001123 | AI | Flow rate 01124 | G-0123 | AREA-04 |  |  | standby | CBL-000562 | 2 | SYN-AI-CHARM | SYN-AI-TB | yes | no | no | wired
SIG-001124 | DO | Alarm reset output 01125 | G-0124 | AREA-05 | RED-000282 | A | duty | CBL-000563 | 1 | SYN-DO-CHARM | SYN-DO-TB | no | yes | no | unwired
SIG-001125 | DO | Motor start command 01126 | G-0125 | AREA-06 |  |  | standby | CBL-000563 | 2 | SYN-DO-CHARM | SYN-DO-TB | no | yes | no | unwired
SIG-001126 | AI | Tank level 01127 | G-0126 | AREA-07 | RED-000282 | B | duty | CBL-000564 | 1 | SYN-AI-CHARM | SYN-AI-TB | yes | no | no | unwired
SIG-001127 | AI | Flow rate 01128 | G-0127 | AREA-08 |  |  | standby | CBL-000564 | 2 | SYN-AI-CHARM | SYN-AI-TB | yes | no | no | unwired
SIG-001128 | DI | Motor running feedback 01129 | G-0128 | AREA-01 | RED-000283 | A | duty | CBL-000565 | 1 | SYN-DI-CHARM | SYN-DI-TB | no | no | no | loop_checked
SIG-001129 | DI | Valve open limit 01130 | G-0129 | AREA-02 |  |  | standby | CBL-000565 | 2 | SYN-DI-CHARM | SYN-DI-TB | no | no | no | unwired
SIG-001130 | DI | High level switch 01131 | G-0130 | AREA-03 | RED-000283 | B | duty | CBL-000566 | 1 | SYN-DI-CHARM | SYN-DI-TB | no | no | no | wired
SIG-001131 | DI | Motor running feedback 01132 | G-0131 | AREA-04 |  |  | standby | CBL-000566 | 2 | SYN-DI-CHARM | SYN-DI-TB | no | no | no | unwired
SIG-001132 | DI | Valve open limit 01133 | G-0132 | AREA-05 | RED-000284 | A | duty | CBL-000567 | 1 | SYN-DI-CHARM | SYN-DI-TB | no | no | no | unwired
SIG-001133 | DI | High level switch 01134 | G-0133 | AREA-06 |  |  | standby | CBL-000567 | 2 | SYN-DI-CHARM | SYN-DI-TB | no | no | no | unwired
SIG-001134 | DO | Motor start command 01135 | G-0134 | AREA-07 | RED-000284 | B | duty | CBL-000568 | 1 | SYN-DO-CHARM | SYN-DO-TB | no | yes | no | unwired
SIG-001135 | DO | Solenoid command 01136 | G-0135 | AREA-08 |  |  | standby | CBL-000568 | 2 | SYN-DO-CHARM | SYN-DO-TB | no | yes | no | unwired
SIG-001136 | DO | Alarm reset output 01137 | G-0136 | AREA-01 | RED-000285 | A | duty | CBL-000569 | 1 | SYN-DO-CHARM | SYN-DO-TB | no | yes | no | unwired
SIG-001137 | DO | Motor start command 01138 | G-0137 | AREA-02 |  |  | standby | CBL-000569 | 2 | SYN-DO-CHARM | SYN-DO-TB | no | yes | no | unwired
SIG-001138 | AI | Tank level 01139 | G-0138 | AREA-03 | RED-000285 | B | duty | CBL-000570 | 1 | SYN-AI-CHARM | SYN-AI-TB | yes | no | no | wired
SIG-001139 | AI | Flow rate 01140 | G-0139 | AREA-04 |  |  | standby | CBL-000570 | 2 | SYN-AI-CHARM | SYN-AI-TB | yes | no | no | loop_checked
SIG-001140 | DI | Motor running feedback 01141 | G-0140 | AREA-05 | RED-000286 | A | duty | CBL-000571 | 1 | SYN-DI-CHARM | SYN-DI-TB | no | no | no | wired
SIG-001141 | DI | Valve open limit 01142 | G-0141 | AREA-06 |  |  | standby | CBL-000571 | 2 | SYN-DI-CHARM | SYN-DI-TB | no | no | no | unwired
SIG-001142 | DO | Alarm reset output 01143 | G-0142 | AREA-07 | RED-000286 | B | duty | CBL-000572 | 1 | SYN-DO-CHARM | SYN-DO-TB | no | yes | no | unwired
SIG-001143 | DO | Motor start command 01144 | G-0143 | AREA-08 |  |  | standby | CBL-000572 | 2 | SYN-DO-CHARM | SYN-DO-TB | no | yes | no | wired
SIG-001144 | AI | Process temperature 01145 | G-0144 | AREA-01 | RED-000287 | A | duty | CBL-000573 | 1 | SYN-AI-CHARM | SYN-AI-TB | yes | no | no | wired
SIG-001145 | AI | Suction pressure 01146 | G-0145 | AREA-02 |  |  | standby | CBL-000573 | 2 | SYN-AI-CHARM | SYN-AI-TB | yes | no | no | wired
SIG-001146 | DO | Motor start command 01147 | G-0146 | AREA-03 | RED-000287 | B | duty | CBL-000574 | 1 | SYN-DO-CHARM | SYN-DO-TB | no | yes | no | wired
SIG-001147 | DO | Solenoid command 01148 | G-0147 | AREA-04 |  |  | standby | CBL-000574 | 2 | SYN-DO-CHARM | SYN-DO-TB | no | yes | no | unwired
SIG-001148 | AI | Process temperature 01149 | G-0148 | AREA-05 | RED-000288 | A | duty | CBL-000575 | 1 | SYN-AI-CHARM | SYN-AI-TB | yes | no | no | unwired
SIG-001149 | AI | Suction pressure 01150 | G-0149 | AREA-06 |  |  | standby | CBL-000575 | 2 | SYN-AI-CHARM | SYN-AI-TB | yes | no | no | unwired
SIG-001150 | DI | Valve open limit 01151 | G-0150 | AREA-07 | RED-000288 | B | duty | CBL-000576 | 1 | SYN-DI-CHARM | SYN-DI-TB | no | no | no | unwired
SIG-001151 | DI | High level switch 01152 | G-0151 | AREA-08 |  |  | standby | CBL-000576 | 2 | SYN-DI-CHARM | SYN-DI-TB | no | no | no | loop_checked
SIG-001152 | DI | Motor running feedback 01153 | G-0152 | AREA-01 | RED-000289 | A | duty | CBL-000577 | 1 | SYN-DI-CHARM | SYN-DI-TB | no | no | no | unwired
SIG-001153 | DI | Valve open limit 01154 | G-0153 | AREA-02 |  |  | standby | CBL-000577 | 2 | SYN-DI-CHARM | SYN-DI-TB | no | no | no | unwired
SIG-001154 | AO | Pressure setpoint 01155 | G-0154 | AREA-03 | RED-000289 | B | duty | CBL-000578 | 1 | SYN-AO-CHARM | SYN-AO-TB | yes | yes | yes | unwired
SIG-001155 | AO | Control valve demand 01156 | G-0155 | AREA-04 |  |  | standby | CBL-000578 | 2 | SYN-AO-CHARM | SYN-AO-TB | yes | yes | yes | unwired
SIG-001156 | AI | Process temperature 01157 | G-0156 | AREA-05 | RED-000290 | A | duty | CBL-000579 | 1 | SYN-AI-CHARM | SYN-AI-TB | yes | no | no | loop_checked
SIG-001157 | AI | Suction pressure 01158 | G-0157 | AREA-06 |  |  | standby | CBL-000579 | 2 | SYN-AI-CHARM | SYN-AI-TB | yes | no | no | unwired
SIG-001158 | DO | Motor start command 01159 | G-0158 | AREA-07 | RED-000290 | B | duty | CBL-000580 | 1 | SYN-DO-CHARM | SYN-DO-TB | no | yes | no | unwired
SIG-001159 | DO | Solenoid command 01160 | G-0159 | AREA-08 |  |  | standby | CBL-000580 | 2 | SYN-DO-CHARM | SYN-DO-TB | no | yes | no | unwired
SIG-001160 | AI | Process temperature 01161 | G-0160 | AREA-01 | RED-000291 | A | duty | CBL-000581 | 1 | SYN-AI-CHARM | SYN-AI-TB | yes | no | no | unwired
SIG-001161 | AI | Suction pressure 01162 | G-0161 | AREA-02 |  |  | standby | CBL-000581 | 2 | SYN-AI-CHARM | SYN-AI-TB | yes | no | no | unwired
SIG-001162 | DI | Valve open limit 01163 | G-0162 | AREA-03 | RED-000291 | B | duty | CBL-000582 | 1 | SYN-DI-CHARM | SYN-DI-TB | no | no | no | unwired
SIG-001163 | DI | High level switch 01164 | G-0163 | AREA-04 |  |  | standby | CBL-000582 | 2 | SYN-DI-CHARM | SYN-DI-TB | no | no | no | loop_checked
SIG-001164 | AI | Process temperature 01165 | G-0164 | AREA-05 | RED-000292 | A | duty | CBL-000583 | 1 | SYN-AI-CHARM | SYN-AI-TB | yes | no | no | wired
SIG-001165 | AI | Suction pressure 01166 | G-0165 | AREA-06 |  |  | standby | CBL-000583 | 2 | SYN-AI-CHARM | SYN-AI-TB | yes | no | no | unwired
SIG-001166 | DI | High level switch 01167 | G-0166 | AREA-07 | RED-000292 | B | duty | CBL-000584 | 1 | SYN-DI-CHARM | SYN-DI-TB | no | no | no | unwired
SIG-001167 | DI | Motor running feedback 01168 | G-0167 | AREA-08 |  |  | standby | CBL-000584 | 2 | SYN-DI-CHARM | SYN-DI-TB | no | no | no | unwired
SIG-001168 | AO | Speed reference 01169 | G-0168 | AREA-01 | RED-000293 | A | duty | CBL-000585 | 1 | SYN-AO-CHARM | SYN-AO-TB | yes | yes | yes | unwired
SIG-001169 | AO | Pressure setpoint 01170 | G-0169 | AREA-02 |  |  | standby | CBL-000585 | 2 | SYN-AO-CHARM | SYN-AO-TB | yes | yes | yes | unwired
SIG-001170 | AI | Tank level 01171 | G-0170 | AREA-03 | RED-000293 | B | duty | CBL-000586 | 1 | SYN-AI-CHARM | SYN-AI-TB | yes | no | no | loop_checked
SIG-001171 | AI | Flow rate 01172 | G-0171 | AREA-04 |  |  | standby | CBL-000586 | 2 | SYN-AI-CHARM | SYN-AI-TB | yes | no | no | wired
SIG-001172 | DI | High level switch 01173 | G-0172 | AREA-05 | RED-000294 | A | duty | CBL-000587 | 1 | SYN-DI-CHARM | SYN-DI-TB | no | no | no | wired
SIG-001173 | DI | Motor running feedback 01174 | G-0173 | AREA-06 |  |  | standby | CBL-000587 | 2 | SYN-DI-CHARM | SYN-DI-TB | no | no | no | unwired
SIG-001174 | DI | Valve open limit 01175 | G-0174 | AREA-07 | RED-000294 | B | duty | CBL-000588 | 1 | SYN-DI-CHARM | SYN-DI-TB | no | no | no | unwired
SIG-001175 | DI | High level switch 01176 | G-0175 | AREA-08 |  |  | standby | CBL-000588 | 2 | SYN-DI-CHARM | SYN-DI-TB | no | no | no | unwired
SIG-001176 | AI | Process temperature 01177 | G-0176 | AREA-01 | RED-000295 | A | duty | CBL-000589 | 1 | SYN-AI-CHARM | SYN-AI-TB | yes | no | no | wired
SIG-001177 | AI | Suction pressure 01178 | G-0177 | AREA-02 |  |  | standby | CBL-000589 | 2 | SYN-AI-CHARM | SYN-AI-TB | yes | no | no | wired
SIG-001178 | DO | Alarm reset output 01179 | G-0178 | AREA-03 | RED-000295 | B | duty | CBL-000590 | 1 | SYN-DO-CHARM | SYN-DO-TB | no | yes | no | unwired
SIG-001179 | DO | Motor start command 01180 | G-0179 | AREA-04 |  |  | standby | CBL-000590 | 2 | SYN-DO-CHARM | SYN-DO-TB | no | yes | no | unwired
SIG-001180 | AO | Speed reference 01181 | G-0180 | AREA-05 | RED-000296 | A | duty | CBL-000591 | 1 | SYN-AO-CHARM | SYN-AO-TB | yes | yes | yes | wired
SIG-001181 | AO | Pressure setpoint 01182 | G-0181 | AREA-06 |  |  | standby | CBL-000591 | 2 | SYN-AO-CHARM | SYN-AO-TB | yes | yes | yes | unwired
SIG-001182 | DO | Motor start command 01183 | G-0182 | AREA-07 | RED-000296 | B | duty | CBL-000592 | 1 | SYN-DO-CHARM | SYN-DO-TB | no | yes | no | loop_checked
SIG-001183 | DO | Solenoid command 01184 | G-0183 | AREA-08 |  |  | standby | CBL-000592 | 2 | SYN-DO-CHARM | SYN-DO-TB | no | yes | no | fat_tested
SIG-001184 | AO | Pressure setpoint 01185 | G-0184 | AREA-01 | RED-000297 | A | duty | CBL-000593 | 1 | SYN-AO-CHARM | SYN-AO-TB | yes | yes | yes | unwired
SIG-001185 | AO | Control valve demand 01186 | G-0185 | AREA-02 |  |  | standby | CBL-000593 | 2 | SYN-AO-CHARM | SYN-AO-TB | yes | yes | yes | unwired
SIG-001186 | AO | Speed reference 01187 | G-0186 | AREA-03 | RED-000297 | B | duty | CBL-000594 | 1 | SYN-AO-CHARM | SYN-AO-TB | yes | yes | yes | wired
SIG-001187 | AO | Pressure setpoint 01188 | G-0187 | AREA-04 |  |  | standby | CBL-000594 | 2 | SYN-AO-CHARM | SYN-AO-TB | yes | yes | yes | fat_tested
SIG-001188 | AI | Process temperature 01189 | G-0188 | AREA-05 | RED-000298 | A | duty | CBL-000595 | 1 | SYN-AI-CHARM | SYN-AI-TB | yes | no | no | wired
SIG-001189 | AI | Suction pressure 01190 | G-0189 | AREA-06 |  |  | standby | CBL-000595 | 2 | SYN-AI-CHARM | SYN-AI-TB | yes | no | no | unwired
SIG-001190 | DI | High level switch 01191 | G-0190 | AREA-07 | RED-000298 | B | duty | CBL-000596 | 1 | SYN-DI-CHARM | SYN-DI-TB | no | no | no | wired
SIG-001191 | DI | Motor running feedback 01192 | G-0191 | AREA-08 |  |  | standby | CBL-000596 | 2 | SYN-DI-CHARM | SYN-DI-TB | no | no | no | unwired
SIG-001192 | DI | Valve open limit 01193 | G-0192 | AREA-01 | RED-000299 | A | duty | CBL-000597 | 1 | SYN-DI-CHARM | SYN-DI-TB | no | no | no | unwired
SIG-001193 | DI | High level switch 01194 | G-0193 | AREA-02 |  |  | standby | CBL-000597 | 2 | SYN-DI-CHARM | SYN-DI-TB | no | no | no | loop_checked
SIG-001194 | AI | Tank level 01195 | G-0194 | AREA-03 | RED-000299 | B | duty | CBL-000598 | 1 | SYN-AI-CHARM | SYN-AI-TB | yes | no | no | unwired
SIG-001195 | AI | Flow rate 01196 | G-0195 | AREA-04 |  |  | standby | CBL-000598 | 2 | SYN-AI-CHARM | SYN-AI-TB | yes | no | no | unwired
SIG-001196 | DI | High level switch 01197 | G-0196 | AREA-05 | RED-000300 | A | duty | CBL-000599 | 1 | SYN-DI-CHARM | SYN-DI-TB | no | no | no | unwired
SIG-001197 | DI | Motor running feedback 01198 | G-0197 | AREA-06 |  |  | standby | CBL-000599 | 2 | SYN-DI-CHARM | SYN-DI-TB | no | no | no | unwired
SIG-001198 | DO | Solenoid command 01199 | G-0198 | AREA-07 | RED-000300 | B | duty | CBL-000600 | 1 | SYN-DO-CHARM | SYN-DO-TB | no | yes | no | unwired
SIG-001199 | DO | Alarm reset output 01200 | G-0199 | AREA-08 |  |  | standby | CBL-000600 | 2 | SYN-DO-CHARM | SYN-DO-TB | no | yes | no | loop_checked
SIG-001200 | AI | Process temperature 01201 | G-0200 | AREA-01 | RED-000301 | A | duty | CBL-000601 | 1 | SYN-AI-CHARM | SYN-AI-TB | yes | no | no | unwired
SIG-001201 | AI | Suction pressure 01202 | G-0201 | AREA-02 |  |  | standby | CBL-000601 | 2 | SYN-AI-CHARM | SYN-AI-TB | yes | no | no | loop_checked
SIG-001202 | AI | Tank level 01203 | G-0202 | AREA-03 | RED-000301 | B | duty | CBL-000602 | 1 | SYN-AI-CHARM | SYN-AI-TB | yes | no | no | unwired
SIG-001203 | AI | Flow rate 01204 | G-0203 | AREA-04 |  |  | standby | CBL-000602 | 2 | SYN-AI-CHARM | SYN-AI-TB | yes | no | no | unwired
SIG-001204 | AI | Process temperature 01205 | G-0204 | AREA-05 | RED-000302 | A | duty | CBL-000603 | 1 | SYN-AI-CHARM | SYN-AI-TB | yes | no | no | unwired
SIG-001205 | AI | Suction pressure 01206 | G-0205 | AREA-06 |  |  | standby | CBL-000603 | 2 | SYN-AI-CHARM | SYN-AI-TB | yes | no | no | fat_tested
SIG-001206 | DO | Motor start command 01207 | G-0206 | AREA-07 | RED-000302 | B | duty | CBL-000604 | 1 | SYN-DO-CHARM | SYN-DO-TB | no | yes | no | unwired
SIG-001207 | DO | Solenoid command 01208 | G-0207 | AREA-08 |  |  | standby | CBL-000604 | 2 | SYN-DO-CHARM | SYN-DO-TB | no | yes | no | loop_checked
SIG-001208 | DO | Alarm reset output 01209 | G-0208 | AREA-01 | RED-000303 | A | duty | CBL-000605 | 1 | SYN-DO-CHARM | SYN-DO-TB | no | yes | no | wired
SIG-001209 | DO | Motor start command 01210 | G-0209 | AREA-02 |  |  | standby | CBL-000605 | 2 | SYN-DO-CHARM | SYN-DO-TB | no | yes | no | unwired
SIG-001210 | AI | Tank level 01211 | G-0210 | AREA-03 | RED-000303 | B | duty | CBL-000606 | 1 | SYN-AI-CHARM | SYN-AI-TB | yes | no | no | unwired
SIG-001211 | AI | Flow rate 01212 | G-0211 | AREA-04 |  |  | standby | CBL-000606 | 2 | SYN-AI-CHARM | SYN-AI-TB | yes | no | no | unwired
SIG-001212 | AI | Process temperature 01213 | G-0212 | AREA-05 | RED-000304 | A | duty | CBL-000607 | 1 | SYN-AI-CHARM | SYN-AI-TB | yes | no | no | wired
SIG-001213 | AI | Suction pressure 01214 | G-0213 | AREA-06 |  |  | standby | CBL-000607 | 2 | SYN-AI-CHARM | SYN-AI-TB | yes | no | no | unwired
SIG-001214 | DI | High level switch 01215 | G-0214 | AREA-07 | RED-000304 | B | duty | CBL-000608 | 1 | SYN-DI-CHARM | SYN-DI-TB | no | no | no | wired
SIG-001215 | DI | Motor running feedback 01216 | G-0215 | AREA-08 |  |  | standby | CBL-000608 | 2 | SYN-DI-CHARM | SYN-DI-TB | no | no | no | wired
SIG-001216 | AI | Process temperature 01217 | G-0216 | AREA-01 | RED-000305 | A | duty | CBL-000609 | 1 | SYN-AI-CHARM | SYN-AI-TB | yes | no | no | wired
SIG-001217 | AI | Suction pressure 01218 | G-0217 | AREA-02 |  |  | standby | CBL-000609 | 2 | SYN-AI-CHARM | SYN-AI-TB | yes | no | no | unwired
SIG-001218 | AI | Tank level 01219 | G-0218 | AREA-03 | RED-000305 | B | duty | CBL-000610 | 1 | SYN-AI-CHARM | SYN-AI-TB | yes | no | no | loop_checked
SIG-001219 | AI | Flow rate 01220 | G-0219 | AREA-04 |  |  | standby | CBL-000610 | 2 | SYN-AI-CHARM | SYN-AI-TB | yes | no | no | unwired
SIG-001220 | AI | Process temperature 01221 | G-0220 | AREA-05 | RED-000306 | A | duty | CBL-000611 | 1 | SYN-AI-CHARM | SYN-AI-TB | yes | no | no | unwired
SIG-001221 | AI | Suction pressure 01222 | G-0221 | AREA-06 |  |  | standby | CBL-000611 | 2 | SYN-AI-CHARM | SYN-AI-TB | yes | no | no | unwired
SIG-001222 | AI | Tank level 01223 | G-0222 | AREA-07 | RED-000306 | B | duty | CBL-000612 | 1 | SYN-AI-CHARM | SYN-AI-TB | yes | no | no | unwired
SIG-001223 | AI | Flow rate 01224 | G-0223 | AREA-08 |  |  | standby | CBL-000612 | 2 | SYN-AI-CHARM | SYN-AI-TB | yes | no | no | fat_tested
SIG-001224 | AI | Process temperature 01225 | G-0224 | AREA-01 | RED-000307 | A | duty | CBL-000613 | 1 | SYN-AI-CHARM | SYN-AI-TB | yes | no | no | unwired
SIG-001225 | AI | Suction pressure 01226 | G-0225 | AREA-02 |  |  | standby | CBL-000613 | 2 | SYN-AI-CHARM | SYN-AI-TB | yes | no | no | unwired
SIG-001226 | AI | Tank level 01227 | G-0226 | AREA-03 | RED-000307 | B | duty | CBL-000614 | 1 | SYN-AI-CHARM | SYN-AI-TB | yes | no | no | loop_checked
SIG-001227 | AI | Flow rate 01228 | G-0227 | AREA-04 |  |  | standby | CBL-000614 | 2 | SYN-AI-CHARM | SYN-AI-TB | yes | no | no | unwired
SIG-001228 | DI | Valve open limit 01229 | G-0228 | AREA-05 | RED-000308 | A | duty | CBL-000615 | 1 | SYN-DI-CHARM | SYN-DI-TB | no | no | no | loop_checked
SIG-001229 | DI | High level switch 01230 | G-0229 | AREA-06 |  |  | standby | CBL-000615 | 2 | SYN-DI-CHARM | SYN-DI-TB | no | no | no | unwired
SIG-001230 | AO | Control valve demand 01231 | G-0230 | AREA-07 | RED-000308 | B | duty | CBL-000616 | 1 | SYN-AO-CHARM | SYN-AO-TB | yes | yes | yes | unwired
SIG-001231 | AO | Speed reference 01232 | G-0231 | AREA-08 |  |  | standby | CBL-000616 | 2 | SYN-AO-CHARM | SYN-AO-TB | yes | yes | yes | unwired
SIG-001232 | DI | High level switch 01233 | G-0232 | AREA-01 | RED-000309 | A | duty | CBL-000617 | 1 | SYN-DI-CHARM | SYN-DI-TB | no | no | no | unwired
SIG-001233 | DI | Motor running feedback 01234 | G-0233 | AREA-02 |  |  | standby | CBL-000617 | 2 | SYN-DI-CHARM | SYN-DI-TB | no | no | no | unwired
SIG-001234 | AI | Tank level 01235 | G-0234 | AREA-03 | RED-000309 | B | duty | CBL-000618 | 1 | SYN-AI-CHARM | SYN-AI-TB | yes | no | no | wired
SIG-001235 | AI | Flow rate 01236 | G-0235 | AREA-04 |  |  | standby | CBL-000618 | 2 | SYN-AI-CHARM | SYN-AI-TB | yes | no | no | wired
SIG-001236 | AI | Process temperature 01237 | G-0236 | AREA-05 | RED-000310 | A | duty | CBL-000619 | 1 | SYN-AI-CHARM | SYN-AI-TB | yes | no | no | wired
SIG-001237 | AI | Suction pressure 01238 | G-0237 | AREA-06 |  |  | standby | CBL-000619 | 2 | SYN-AI-CHARM | SYN-AI-TB | yes | no | no | wired
SIG-001238 | AI | Tank level 01239 | G-0238 | AREA-07 | RED-000310 | B | duty | CBL-000620 | 1 | SYN-AI-CHARM | SYN-AI-TB | yes | no | no | wired
SIG-001239 | AI | Flow rate 01240 | G-0239 | AREA-08 |  |  | standby | CBL-000620 | 2 | SYN-AI-CHARM | SYN-AI-TB | yes | no | no | unwired
SIG-001240 | DI | Valve open limit 01241 | G-0240 | AREA-01 | RED-000311 | A | duty | CBL-000621 | 1 | SYN-DI-CHARM | SYN-DI-TB | no | no | no | unwired
SIG-001241 | DI | High level switch 01242 | G-0241 | AREA-02 |  |  | standby | CBL-000621 | 2 | SYN-DI-CHARM | SYN-DI-TB | no | no | no | wired
SIG-001242 | AI | Tank level 01243 | G-0242 | AREA-03 | RED-000311 | B | duty | CBL-000622 | 1 | SYN-AI-CHARM | SYN-AI-TB | yes | no | no | wired
SIG-001243 | AI | Flow rate 01244 | G-0243 | AREA-04 |  |  | standby | CBL-000622 | 2 | SYN-AI-CHARM | SYN-AI-TB | yes | no | no | unwired
SIG-001244 | DO | Alarm reset output 01245 | G-0244 | AREA-05 | RED-000312 | A | duty | CBL-000623 | 1 | SYN-DO-CHARM | SYN-DO-TB | no | yes | no | wired
SIG-001245 | DO | Motor start command 01246 | G-0245 | AREA-06 |  |  | standby | CBL-000623 | 2 | SYN-DO-CHARM | SYN-DO-TB | no | yes | no | loop_checked
SIG-001246 | AI | Tank level 01247 | G-0246 | AREA-07 | RED-000312 | B | duty | CBL-000624 | 1 | SYN-AI-CHARM | SYN-AI-TB | yes | no | no | unwired
SIG-001247 | AI | Flow rate 01248 | G-0247 | AREA-08 |  |  | standby | CBL-000624 | 2 | SYN-AI-CHARM | SYN-AI-TB | yes | no | no | wired
SIG-001248 | AO | Control valve demand 01249 | G-0248 | AREA-01 | RED-000313 | A | duty | CBL-000625 | 1 | SYN-AO-CHARM | SYN-AO-TB | yes | yes | yes | unwired
SIG-001249 | AO | Speed reference 01250 | G-0249 | AREA-02 |  |  | standby | CBL-000625 | 2 | SYN-AO-CHARM | SYN-AO-TB | yes | yes | yes | unwired
SIG-001250 | DO | Alarm reset output 01251 | G-0000 | AREA-03 | RED-000313 | B | duty | CBL-000626 | 1 | SYN-DO-CHARM | SYN-DO-TB | no | yes | no | unwired
SIG-001251 | DO | Motor start command 01252 | G-0001 | AREA-04 |  |  | standby | CBL-000626 | 2 | SYN-DO-CHARM | SYN-DO-TB | no | yes | no | unwired
SIG-001252 | AI | Process temperature 01253 | G-0002 | AREA-05 | RED-000314 | A | duty | CBL-000627 | 1 | SYN-AI-CHARM | SYN-AI-TB | yes | no | no | unwired
SIG-001253 | AI | Suction pressure 01254 | G-0003 | AREA-06 |  |  | standby | CBL-000627 | 2 | SYN-AI-CHARM | SYN-AI-TB | yes | no | no | unwired
SIG-001254 | DI | Motor running feedback 01255 | G-0004 | AREA-07 | RED-000314 | B | duty | CBL-000628 | 1 | SYN-DI-CHARM | SYN-DI-TB | no | no | no | fat_tested
SIG-001255 | DI | Valve open limit 01256 | G-0005 | AREA-08 |  |  | standby | CBL-000628 | 2 | SYN-DI-CHARM | SYN-DI-TB | no | no | no | unwired
SIG-001256 | AI | Process temperature 01257 | G-0006 | AREA-01 | RED-000315 | A | duty | CBL-000629 | 1 | SYN-AI-CHARM | SYN-AI-TB | yes | no | no | unwired
SIG-001257 | AI | Suction pressure 01258 | G-0007 | AREA-02 |  |  | standby | CBL-000629 | 2 | SYN-AI-CHARM | SYN-AI-TB | yes | no | no | fat_tested
SIG-001258 | DO | Solenoid command 01259 | G-0008 | AREA-03 | RED-000315 | B | duty | CBL-000630 | 1 | SYN-DO-CHARM | SYN-DO-TB | no | yes | no | loop_checked
SIG-001259 | DO | Alarm reset output 01260 | G-0009 | AREA-04 |  |  | standby | CBL-000630 | 2 | SYN-DO-CHARM | SYN-DO-TB | no | yes | no | wired
SIG-001260 | DO | Motor start command 01261 | G-0010 | AREA-05 | RED-000316 | A | duty | CBL-000631 | 1 | SYN-DO-CHARM | SYN-DO-TB | no | yes | no | unwired
SIG-001261 | DO | Solenoid command 01262 | G-0011 | AREA-06 |  |  | standby | CBL-000631 | 2 | SYN-DO-CHARM | SYN-DO-TB | no | yes | no | unwired
SIG-001262 | AI | Tank level 01263 | G-0012 | AREA-07 | RED-000316 | B | duty | CBL-000632 | 1 | SYN-AI-CHARM | SYN-AI-TB | yes | no | no | unwired
SIG-001263 | AI | Flow rate 01264 | G-0013 | AREA-08 |  |  | standby | CBL-000632 | 2 | SYN-AI-CHARM | SYN-AI-TB | yes | no | no | loop_checked
SIG-001264 | AI | Process temperature 01265 | G-0014 | AREA-01 | RED-000317 | A | duty | CBL-000633 | 1 | SYN-AI-CHARM | SYN-AI-TB | yes | no | no | wired
SIG-001265 | AI | Suction pressure 01266 | G-0015 | AREA-02 |  |  | standby | CBL-000633 | 2 | SYN-AI-CHARM | SYN-AI-TB | yes | no | no | unwired
SIG-001266 | DO | Motor start command 01267 | G-0016 | AREA-03 | RED-000317 | B | duty | CBL-000634 | 1 | SYN-DO-CHARM | SYN-DO-TB | no | yes | no | unwired
SIG-001267 | DO | Solenoid command 01268 | G-0017 | AREA-04 |  |  | standby | CBL-000634 | 2 | SYN-DO-CHARM | SYN-DO-TB | no | yes | no | unwired
SIG-001268 | AO | Pressure setpoint 01269 | G-0018 | AREA-05 | RED-000318 | A | duty | CBL-000635 | 1 | SYN-AO-CHARM | SYN-AO-TB | yes | yes | yes | loop_checked
SIG-001269 | AO | Control valve demand 01270 | G-0019 | AREA-06 |  |  | standby | CBL-000635 | 2 | SYN-AO-CHARM | SYN-AO-TB | yes | yes | yes | loop_checked
SIG-001270 | AI | Tank level 01271 | G-0020 | AREA-07 | RED-000318 | B | duty | CBL-000636 | 1 | SYN-AI-CHARM | SYN-AI-TB | yes | no | no | unwired
SIG-001271 | AI | Flow rate 01272 | G-0021 | AREA-08 |  |  | standby | CBL-000636 | 2 | SYN-AI-CHARM | SYN-AI-TB | yes | no | no | wired
SIG-001272 | AO | Control valve demand 01273 | G-0022 | AREA-01 | RED-000319 | A | duty | CBL-000637 | 1 | SYN-AO-CHARM | SYN-AO-TB | yes | yes | yes | unwired
SIG-001273 | AO | Speed reference 01274 | G-0023 | AREA-02 |  |  | standby | CBL-000637 | 2 | SYN-AO-CHARM | SYN-AO-TB | yes | yes | yes | unwired
SIG-001274 | DI | High level switch 01275 | G-0024 | AREA-03 | RED-000319 | B | duty | CBL-000638 | 1 | SYN-DI-CHARM | SYN-DI-TB | no | no | no | loop_checked
SIG-001275 | DI | Motor running feedback 01276 | G-0025 | AREA-04 |  |  | standby | CBL-000638 | 2 | SYN-DI-CHARM | SYN-DI-TB | no | no | no | wired
SIG-001276 | AI | Process temperature 01277 | G-0026 | AREA-05 | RED-000320 | A | duty | CBL-000639 | 1 | SYN-AI-CHARM | SYN-AI-TB | yes | no | no | unwired
SIG-001277 | AI | Suction pressure 01278 | G-0027 | AREA-06 |  |  | standby | CBL-000639 | 2 | SYN-AI-CHARM | SYN-AI-TB | yes | no | no | wired
SIG-001278 | DI | Motor running feedback 01279 | G-0028 | AREA-07 | RED-000320 | B | duty | CBL-000640 | 1 | SYN-DI-CHARM | SYN-DI-TB | no | no | no | unwired
SIG-001279 | DI | Valve open limit 01280 | G-0029 | AREA-08 |  |  | standby | CBL-000640 | 2 | SYN-DI-CHARM | SYN-DI-TB | no | no | no | unwired
SIG-001280 | DI | High level switch 01281 | G-0030 | AREA-01 | RED-000321 | A | duty | CBL-000641 | 1 | SYN-DI-CHARM | SYN-DI-TB | no | no | no | wired
SIG-001281 | DI | Motor running feedback 01282 | G-0031 | AREA-02 |  |  | standby | CBL-000641 | 2 | SYN-DI-CHARM | SYN-DI-TB | no | no | no | fat_tested
SIG-001282 | AI | Tank level 01283 | G-0032 | AREA-03 | RED-000321 | B | duty | CBL-000642 | 1 | SYN-AI-CHARM | SYN-AI-TB | yes | no | no | wired
SIG-001283 | AI | Flow rate 01284 | G-0033 | AREA-04 |  |  | standby | CBL-000642 | 2 | SYN-AI-CHARM | SYN-AI-TB | yes | no | no | wired
SIG-001284 | AI | Process temperature 01285 | G-0034 | AREA-05 | RED-000322 | A | duty | CBL-000643 | 1 | SYN-AI-CHARM | SYN-AI-TB | yes | no | no | unwired
SIG-001285 | AI | Suction pressure 01286 | G-0035 | AREA-06 |  |  | standby | CBL-000643 | 2 | SYN-AI-CHARM | SYN-AI-TB | yes | no | no | wired
SIG-001286 | DI | High level switch 01287 | G-0036 | AREA-07 | RED-000322 | B | duty | CBL-000644 | 1 | SYN-DI-CHARM | SYN-DI-TB | no | no | no | loop_checked
SIG-001287 | DI | Motor running feedback 01288 | G-0037 | AREA-08 |  |  | standby | CBL-000644 | 2 | SYN-DI-CHARM | SYN-DI-TB | no | no | no | fat_tested
SIG-001288 | DI | Valve open limit 01289 | G-0038 | AREA-01 | RED-000323 | A | duty | CBL-000645 | 1 | SYN-DI-CHARM | SYN-DI-TB | no | no | no | unwired
SIG-001289 | DI | High level switch 01290 | G-0039 | AREA-02 |  |  | standby | CBL-000645 | 2 | SYN-DI-CHARM | SYN-DI-TB | no | no | no | wired
SIG-001290 | DO | Motor start command 01291 | G-0040 | AREA-03 | RED-000323 | B | duty | CBL-000646 | 1 | SYN-DO-CHARM | SYN-DO-TB | no | yes | no | unwired
SIG-001291 | DO | Solenoid command 01292 | G-0041 | AREA-04 |  |  | standby | CBL-000646 | 2 | SYN-DO-CHARM | SYN-DO-TB | no | yes | no | loop_checked
SIG-001292 | AI | Process temperature 01293 | G-0042 | AREA-05 | RED-000324 | A | duty | CBL-000647 | 1 | SYN-AI-CHARM | SYN-AI-TB | yes | no | no | wired
SIG-001293 | AI | Suction pressure 01294 | G-0043 | AREA-06 |  |  | standby | CBL-000647 | 2 | SYN-AI-CHARM | SYN-AI-TB | yes | no | no | unwired
SIG-001294 | AI | Tank level 01295 | G-0044 | AREA-07 | RED-000324 | B | duty | CBL-000648 | 1 | SYN-AI-CHARM | SYN-AI-TB | yes | no | no | unwired
SIG-001295 | AI | Flow rate 01296 | G-0045 | AREA-08 |  |  | standby | CBL-000648 | 2 | SYN-AI-CHARM | SYN-AI-TB | yes | no | no | unwired
SIG-001296 | DO | Motor start command 01297 | G-0046 | AREA-01 | RED-000325 | A | duty | CBL-000649 | 1 | SYN-DO-CHARM | SYN-DO-TB | no | yes | no | unwired
SIG-001297 | DO | Solenoid command 01298 | G-0047 | AREA-02 |  |  | standby | CBL-000649 | 2 | SYN-DO-CHARM | SYN-DO-TB | no | yes | no | unwired
SIG-001298 | AI | Tank level 01299 | G-0048 | AREA-03 | RED-000325 | B | duty | CBL-000650 | 1 | SYN-AI-CHARM | SYN-AI-TB | yes | no | no | unwired
SIG-001299 | AI | Flow rate 01300 | G-0049 | AREA-04 |  |  | standby | CBL-000650 | 2 | SYN-AI-CHARM | SYN-AI-TB | yes | no | no | wired
SIG-001300 | AI | Process temperature 01301 | G-0050 | AREA-05 | RED-000326 | A | duty | CBL-000651 | 1 | SYN-AI-CHARM | SYN-AI-TB | yes | no | no | fat_tested
SIG-001301 | AI | Suction pressure 01302 | G-0051 | AREA-06 |  |  | standby | CBL-000651 | 2 | SYN-AI-CHARM | SYN-AI-TB | yes | no | no | fat_tested
SIG-001302 | DI | Motor running feedback 01303 | G-0052 | AREA-07 | RED-000326 | B | duty | CBL-000652 | 1 | SYN-DI-CHARM | SYN-DI-TB | no | no | no | loop_checked
SIG-001303 | DI | Valve open limit 01304 | G-0053 | AREA-08 |  |  | standby | CBL-000652 | 2 | SYN-DI-CHARM | SYN-DI-TB | no | no | no | unwired
SIG-001304 | AI | Process temperature 01305 | G-0054 | AREA-01 | RED-000327 | A | duty | CBL-000653 | 1 | SYN-AI-CHARM | SYN-AI-TB | yes | no | no | unwired
SIG-001305 | AI | Suction pressure 01306 | G-0055 | AREA-02 |  |  | standby | CBL-000653 | 2 | SYN-AI-CHARM | SYN-AI-TB | yes | no | no | wired
SIG-001306 | DO | Solenoid command 01307 | G-0056 | AREA-03 | RED-000327 | B | duty | CBL-000654 | 1 | SYN-DO-CHARM | SYN-DO-TB | no | yes | no | unwired
SIG-001307 | DO | Alarm reset output 01308 | G-0057 | AREA-04 |  |  | standby | CBL-000654 | 2 | SYN-DO-CHARM | SYN-DO-TB | no | yes | no | unwired
SIG-001308 | AO | Control valve demand 01309 | G-0058 | AREA-05 | RED-000328 | A | duty | CBL-000655 | 1 | SYN-AO-CHARM | SYN-AO-TB | yes | yes | yes | wired
SIG-001309 | AO | Speed reference 01310 | G-0059 | AREA-06 |  |  | standby | CBL-000655 | 2 | SYN-AO-CHARM | SYN-AO-TB | yes | yes | yes | wired
SIG-001310 | AI | Tank level 01311 | G-0060 | AREA-07 | RED-000328 | B | duty | CBL-000656 | 1 | SYN-AI-CHARM | SYN-AI-TB | yes | no | no | unwired
SIG-001311 | AI | Flow rate 01312 | G-0061 | AREA-08 |  |  | standby | CBL-000656 | 2 | SYN-AI-CHARM | SYN-AI-TB | yes | no | no | unwired
SIG-001312 | DO | Solenoid command 01313 | G-0062 | AREA-01 | RED-000329 | A | duty | CBL-000657 | 1 | SYN-DO-CHARM | SYN-DO-TB | no | yes | no | unwired
SIG-001313 | DO | Alarm reset output 01314 | G-0063 | AREA-02 |  |  | standby | CBL-000657 | 2 | SYN-DO-CHARM | SYN-DO-TB | no | yes | no | unwired
SIG-001314 | AI | Tank level 01315 | G-0064 | AREA-03 | RED-000329 | B | duty | CBL-000658 | 1 | SYN-AI-CHARM | SYN-AI-TB | yes | no | no | fat_tested
SIG-001315 | AI | Flow rate 01316 | G-0065 | AREA-04 |  |  | standby | CBL-000658 | 2 | SYN-AI-CHARM | SYN-AI-TB | yes | no | no | loop_checked
SIG-001316 | DO | Alarm reset output 01317 | G-0066 | AREA-05 | RED-000330 | A | duty | CBL-000659 | 1 | SYN-DO-CHARM | SYN-DO-TB | no | yes | no | unwired
SIG-001317 | DO | Motor start command 01318 | G-0067 | AREA-06 |  |  | standby | CBL-000659 | 2 | SYN-DO-CHARM | SYN-DO-TB | no | yes | no | wired
SIG-001318 | AI | Tank level 01319 | G-0068 | AREA-07 | RED-000330 | B | duty | CBL-000660 | 1 | SYN-AI-CHARM | SYN-AI-TB | yes | no | no | unwired
SIG-001319 | AI | Flow rate 01320 | G-0069 | AREA-08 |  |  | standby | CBL-000660 | 2 | SYN-AI-CHARM | SYN-AI-TB | yes | no | no | unwired
SIG-001320 | DI | Motor running feedback 01321 | G-0070 | AREA-01 | RED-000331 | A | duty | CBL-000661 | 1 | SYN-DI-CHARM | SYN-DI-TB | no | no | no | wired
SIG-001321 | DI | Valve open limit 01322 | G-0071 | AREA-02 |  |  | standby | CBL-000661 | 2 | SYN-DI-CHARM | SYN-DI-TB | no | no | no | wired
SIG-001322 | DO | Alarm reset output 01323 | G-0072 | AREA-03 | RED-000331 | B | duty | CBL-000662 | 1 | SYN-DO-CHARM | SYN-DO-TB | no | yes | no | wired
SIG-001323 | DO | Motor start command 01324 | G-0073 | AREA-04 |  |  | standby | CBL-000662 | 2 | SYN-DO-CHARM | SYN-DO-TB | no | yes | no | wired
SIG-001324 | DI | Valve open limit 01325 | G-0074 | AREA-05 | RED-000332 | A | duty | CBL-000663 | 1 | SYN-DI-CHARM | SYN-DI-TB | no | no | no | unwired
SIG-001325 | DI | High level switch 01326 | G-0075 | AREA-06 |  |  | standby | CBL-000663 | 2 | SYN-DI-CHARM | SYN-DI-TB | no | no | no | unwired
SIG-001326 | DO | Motor start command 01327 | G-0076 | AREA-07 | RED-000332 | B | duty | CBL-000664 | 1 | SYN-DO-CHARM | SYN-DO-TB | no | yes | no | unwired
SIG-001327 | DO | Solenoid command 01328 | G-0077 | AREA-08 |  |  | standby | CBL-000664 | 2 | SYN-DO-CHARM | SYN-DO-TB | no | yes | no | loop_checked
SIG-001328 | DI | High level switch 01329 | G-0078 | AREA-01 | RED-000333 | A | duty | CBL-000665 | 1 | SYN-DI-CHARM | SYN-DI-TB | no | no | no | wired
SIG-001329 | DI | Motor running feedback 01330 | G-0079 | AREA-02 |  |  | standby | CBL-000665 | 2 | SYN-DI-CHARM | SYN-DI-TB | no | no | no | unwired
SIG-001330 | AI | Tank level 01331 | G-0080 | AREA-03 | RED-000333 | B | duty | CBL-000666 | 1 | SYN-AI-CHARM | SYN-AI-TB | yes | no | no | unwired
SIG-001331 | AI | Flow rate 01332 | G-0081 | AREA-04 |  |  | standby | CBL-000666 | 2 | SYN-AI-CHARM | SYN-AI-TB | yes | no | no | wired
SIG-001332 | AI | Process temperature 01333 | G-0082 | AREA-05 | RED-000334 | A | duty | CBL-000667 | 1 | SYN-AI-CHARM | SYN-AI-TB | yes | no | no | wired
SIG-001333 | AI | Suction pressure 01334 | G-0083 | AREA-06 |  |  | standby | CBL-000667 | 2 | SYN-AI-CHARM | SYN-AI-TB | yes | no | no | wired
SIG-001334 | DI | High level switch 01335 | G-0084 | AREA-07 | RED-000334 | B | duty | CBL-000668 | 1 | SYN-DI-CHARM | SYN-DI-TB | no | no | no | unwired
SIG-001335 | DI | Motor running feedback 01336 | G-0085 | AREA-08 |  |  | standby | CBL-000668 | 2 | SYN-DI-CHARM | SYN-DI-TB | no | no | no | wired
SIG-001336 | AI | Process temperature 01337 | G-0086 | AREA-01 | RED-000335 | A | duty | CBL-000669 | 1 | SYN-AI-CHARM | SYN-AI-TB | yes | no | no | unwired
SIG-001337 | AI | Suction pressure 01338 | G-0087 | AREA-02 |  |  | standby | CBL-000669 | 2 | SYN-AI-CHARM | SYN-AI-TB | yes | no | no | wired
SIG-001338 | DI | Motor running feedback 01339 | G-0088 | AREA-03 | RED-000335 | B | duty | CBL-000670 | 1 | SYN-DI-CHARM | SYN-DI-TB | no | no | no | unwired
SIG-001339 | DI | Valve open limit 01340 | G-0089 | AREA-04 |  |  | standby | CBL-000670 | 2 | SYN-DI-CHARM | SYN-DI-TB | no | no | no | unwired
SIG-001340 | AO | Pressure setpoint 01341 | G-0090 | AREA-05 | RED-000336 | A | duty | CBL-000671 | 1 | SYN-AO-CHARM | SYN-AO-TB | yes | yes | yes | loop_checked
SIG-001341 | AO | Control valve demand 01342 | G-0091 | AREA-06 |  |  | standby | CBL-000671 | 2 | SYN-AO-CHARM | SYN-AO-TB | yes | yes | yes | unwired
SIG-001342 | DI | Valve open limit 01343 | G-0092 | AREA-07 | RED-000336 | B | duty | CBL-000672 | 1 | SYN-DI-CHARM | SYN-DI-TB | no | no | no | wired
SIG-001343 | DI | High level switch 01344 | G-0093 | AREA-08 |  |  | standby | CBL-000672 | 2 | SYN-DI-CHARM | SYN-DI-TB | no | no | no | unwired
SIG-001344 | DI | Motor running feedback 01345 | G-0094 | AREA-01 | RED-000337 | A | duty | CBL-000673 | 1 | SYN-DI-CHARM | SYN-DI-TB | no | no | no | wired
SIG-001345 | DI | Valve open limit 01346 | G-0095 | AREA-02 |  |  | standby | CBL-000673 | 2 | SYN-DI-CHARM | SYN-DI-TB | no | no | no | loop_checked
SIG-001346 | AO | Pressure setpoint 01347 | G-0096 | AREA-03 | RED-000337 | B | duty | CBL-000674 | 1 | SYN-AO-CHARM | SYN-AO-TB | yes | yes | yes | unwired
SIG-001347 | AO | Control valve demand 01348 | G-0097 | AREA-04 |  |  | standby | CBL-000674 | 2 | SYN-AO-CHARM | SYN-AO-TB | yes | yes | yes | unwired
SIG-001348 | AO | Speed reference 01349 | G-0098 | AREA-05 | RED-000338 | A | duty | CBL-000675 | 1 | SYN-AO-CHARM | SYN-AO-TB | yes | yes | yes | wired
SIG-001349 | AO | Pressure setpoint 01350 | G-0099 | AREA-06 |  |  | standby | CBL-000675 | 2 | SYN-AO-CHARM | SYN-AO-TB | yes | yes | yes | wired
SIG-001350 | DI | Motor running feedback 01351 | G-0100 | AREA-07 | RED-000338 | B | duty | CBL-000676 | 1 | SYN-DI-CHARM | SYN-DI-TB | no | no | no | loop_checked
SIG-001351 | DI | Valve open limit 01352 | G-0101 | AREA-08 |  |  | standby | CBL-000676 | 2 | SYN-DI-CHARM | SYN-DI-TB | no | no | no | unwired
SIG-001352 | AI | Process temperature 01353 | G-0102 | AREA-01 | RED-000339 | A | duty | CBL-000677 | 1 | SYN-AI-CHARM | SYN-AI-TB | yes | no | no | unwired
SIG-001353 | AI | Suction pressure 01354 | G-0103 | AREA-02 |  |  | standby | CBL-000677 | 2 | SYN-AI-CHARM | SYN-AI-TB | yes | no | no | fat_tested
SIG-001354 | AI | Tank level 01355 | G-0104 | AREA-03 | RED-000339 | B | duty | CBL-000678 | 1 | SYN-AI-CHARM | SYN-AI-TB | yes | no | no | unwired
SIG-001355 | AI | Flow rate 01356 | G-0105 | AREA-04 |  |  | standby | CBL-000678 | 2 | SYN-AI-CHARM | SYN-AI-TB | yes | no | no | wired
SIG-001356 | DI | Motor running feedback 01357 | G-0106 | AREA-05 | RED-000340 | A | duty | CBL-000679 | 1 | SYN-DI-CHARM | SYN-DI-TB | no | no | no | wired
SIG-001357 | DI | Valve open limit 01358 | G-0107 | AREA-06 |  |  | standby | CBL-000679 | 2 | SYN-DI-CHARM | SYN-DI-TB | no | no | no | loop_checked
SIG-001358 | AO | Pressure setpoint 01359 | G-0108 | AREA-07 | RED-000340 | B | duty | CBL-000680 | 1 | SYN-AO-CHARM | SYN-AO-TB | yes | yes | yes | wired
SIG-001359 | AO | Control valve demand 01360 | G-0109 | AREA-08 |  |  | standby | CBL-000680 | 2 | SYN-AO-CHARM | SYN-AO-TB | yes | yes | yes | unwired
SIG-001360 | DI | Valve open limit 01361 | G-0110 | AREA-01 | RED-000341 | A | duty | CBL-000681 | 1 | SYN-DI-CHARM | SYN-DI-TB | no | no | no | unwired
SIG-001361 | DI | High level switch 01362 | G-0111 | AREA-02 |  |  | standby | CBL-000681 | 2 | SYN-DI-CHARM | SYN-DI-TB | no | no | no | unwired
SIG-001362 | DO | Motor start command 01363 | G-0112 | AREA-03 | RED-000341 | B | duty | CBL-000682 | 1 | SYN-DO-CHARM | SYN-DO-TB | no | yes | no | unwired
SIG-001363 | DO | Solenoid command 01364 | G-0113 | AREA-04 |  |  | standby | CBL-000682 | 2 | SYN-DO-CHARM | SYN-DO-TB | no | yes | no | wired
SIG-001364 | AI | Process temperature 01365 | G-0114 | AREA-05 | RED-000342 | A | duty | CBL-000683 | 1 | SYN-AI-CHARM | SYN-AI-TB | yes | no | no | wired
SIG-001365 | AI | Suction pressure 01366 | G-0115 | AREA-06 |  |  | standby | CBL-000683 | 2 | SYN-AI-CHARM | SYN-AI-TB | yes | no | no | wired
SIG-001366 | DI | Valve open limit 01367 | G-0116 | AREA-07 | RED-000342 | B | duty | CBL-000684 | 1 | SYN-DI-CHARM | SYN-DI-TB | no | no | no | unwired
SIG-001367 | DI | High level switch 01368 | G-0117 | AREA-08 |  |  | standby | CBL-000684 | 2 | SYN-DI-CHARM | SYN-DI-TB | no | no | no | unwired
SIG-001368 | DI | Motor running feedback 01369 | G-0118 | AREA-01 | RED-000343 | A | duty | CBL-000685 | 1 | SYN-DI-CHARM | SYN-DI-TB | no | no | no | unwired
SIG-001369 | DI | Valve open limit 01370 | G-0119 | AREA-02 |  |  | standby | CBL-000685 | 2 | SYN-DI-CHARM | SYN-DI-TB | no | no | no | wired
SIG-001370 | AI | Tank level 01371 | G-0120 | AREA-03 | RED-000343 | B | duty | CBL-000686 | 1 | SYN-AI-CHARM | SYN-AI-TB | yes | no | no | fat_tested
SIG-001371 | AI | Flow rate 01372 | G-0121 | AREA-04 |  |  | standby | CBL-000686 | 2 | SYN-AI-CHARM | SYN-AI-TB | yes | no | no | unwired
SIG-001372 | DO | Solenoid command 01373 | G-0122 | AREA-05 | RED-000344 | A | duty | CBL-000687 | 1 | SYN-DO-CHARM | SYN-DO-TB | no | yes | no | wired
SIG-001373 | DO | Alarm reset output 01374 | G-0123 | AREA-06 |  |  | standby | CBL-000687 | 2 | SYN-DO-CHARM | SYN-DO-TB | no | yes | no | wired
SIG-001374 | DO | Motor start command 01375 | G-0124 | AREA-07 | RED-000344 | B | duty | CBL-000688 | 1 | SYN-DO-CHARM | SYN-DO-TB | no | yes | no | unwired
SIG-001375 | DO | Solenoid command 01376 | G-0125 | AREA-08 |  |  | standby | CBL-000688 | 2 | SYN-DO-CHARM | SYN-DO-TB | no | yes | no | unwired
SIG-001376 | DO | Alarm reset output 01377 | G-0126 | AREA-01 | RED-000345 | A | duty | CBL-000689 | 1 | SYN-DO-CHARM | SYN-DO-TB | no | yes | no | unwired
SIG-001377 | DO | Motor start command 01378 | G-0127 | AREA-02 |  |  | standby | CBL-000689 | 2 | SYN-DO-CHARM | SYN-DO-TB | no | yes | no | loop_checked
SIG-001378 | DI | Valve open limit 01379 | G-0128 | AREA-03 | RED-000345 | B | duty | CBL-000690 | 1 | SYN-DI-CHARM | SYN-DI-TB | no | no | no | unwired
SIG-001379 | DI | High level switch 01380 | G-0129 | AREA-04 |  |  | standby | CBL-000690 | 2 | SYN-DI-CHARM | SYN-DI-TB | no | no | no | unwired
SIG-001380 | AO | Control valve demand 01381 | G-0130 | AREA-05 | RED-000346 | A | duty | CBL-000691 | 1 | SYN-AO-CHARM | SYN-AO-TB | yes | yes | yes | unwired
SIG-001381 | AO | Speed reference 01382 | G-0131 | AREA-06 |  |  | standby | CBL-000691 | 2 | SYN-AO-CHARM | SYN-AO-TB | yes | yes | yes | wired
SIG-001382 | AI | Tank level 01383 | G-0132 | AREA-07 | RED-000346 | B | duty | CBL-000692 | 1 | SYN-AI-CHARM | SYN-AI-TB | yes | no | no | unwired
SIG-001383 | AI | Flow rate 01384 | G-0133 | AREA-08 |  |  | standby | CBL-000692 | 2 | SYN-AI-CHARM | SYN-AI-TB | yes | no | no | loop_checked
SIG-001384 | DO | Solenoid command 01385 | G-0134 | AREA-01 | RED-000347 | A | duty | CBL-000693 | 1 | SYN-DO-CHARM | SYN-DO-TB | no | yes | no | loop_checked
SIG-001385 | DO | Alarm reset output 01386 | G-0135 | AREA-02 |  |  | standby | CBL-000693 | 2 | SYN-DO-CHARM | SYN-DO-TB | no | yes | no | unwired
SIG-001386 | AI | Tank level 01387 | G-0136 | AREA-03 | RED-000347 | B | duty | CBL-000694 | 1 | SYN-AI-CHARM | SYN-AI-TB | yes | no | no | unwired
SIG-001387 | AI | Flow rate 01388 | G-0137 | AREA-04 |  |  | standby | CBL-000694 | 2 | SYN-AI-CHARM | SYN-AI-TB | yes | no | no | wired
SIG-001388 | DI | High level switch 01389 | G-0138 | AREA-05 | RED-000348 | A | duty | CBL-000695 | 1 | SYN-DI-CHARM | SYN-DI-TB | no | no | no | wired
SIG-001389 | DI | Motor running feedback 01390 | G-0139 | AREA-06 |  |  | standby | CBL-000695 | 2 | SYN-DI-CHARM | SYN-DI-TB | no | no | no | wired
SIG-001390 | AO | Speed reference 01391 | G-0140 | AREA-07 | RED-000348 | B | duty | CBL-000696 | 1 | SYN-AO-CHARM | SYN-AO-TB | yes | yes | yes | unwired
SIG-001391 | AO | Pressure setpoint 01392 | G-0141 | AREA-08 |  |  | standby | CBL-000696 | 2 | SYN-AO-CHARM | SYN-AO-TB | yes | yes | yes | unwired
SIG-001392 | AI | Process temperature 01393 | G-0142 | AREA-01 | RED-000349 | A | duty | CBL-000697 | 1 | SYN-AI-CHARM | SYN-AI-TB | yes | no | no | wired
SIG-001393 | AI | Suction pressure 01394 | G-0143 | AREA-02 |  |  | standby | CBL-000697 | 2 | SYN-AI-CHARM | SYN-AI-TB | yes | no | no | loop_checked
SIG-001394 | DO | Alarm reset output 01395 | G-0144 | AREA-03 | RED-000349 | B | duty | CBL-000698 | 1 | SYN-DO-CHARM | SYN-DO-TB | no | yes | no | unwired
SIG-001395 | DO | Motor start command 01396 | G-0145 | AREA-04 |  |  | standby | CBL-000698 | 2 | SYN-DO-CHARM | SYN-DO-TB | no | yes | no | unwired
SIG-001396 | DO | Solenoid command 01397 | G-0146 | AREA-05 | RED-000350 | A | duty | CBL-000699 | 1 | SYN-DO-CHARM | SYN-DO-TB | no | yes | no | unwired
SIG-001397 | DO | Alarm reset output 01398 | G-0147 | AREA-06 |  |  | standby | CBL-000699 | 2 | SYN-DO-CHARM | SYN-DO-TB | no | yes | no | wired
SIG-001398 | DO | Motor start command 01399 | G-0148 | AREA-07 | RED-000350 | B | duty | CBL-000700 | 1 | SYN-DO-CHARM | SYN-DO-TB | no | yes | no | wired
SIG-001399 | DO | Solenoid command 01400 | G-0149 | AREA-08 |  |  | standby | CBL-000700 | 2 | SYN-DO-CHARM | SYN-DO-TB | no | yes | no | unwired
SIG-001400 | DI | High level switch 01401 | G-0150 | AREA-01 | RED-000351 | A | duty | CBL-000701 | 1 | SYN-DI-CHARM | SYN-DI-TB | no | no | no | unwired
SIG-001401 | DI | Motor running feedback 01402 | G-0151 | AREA-02 |  |  | standby | CBL-000701 | 2 | SYN-DI-CHARM | SYN-DI-TB | no | no | no | wired
SIG-001402 | AI | Tank level 01403 | G-0152 | AREA-03 | RED-000351 | B | duty | CBL-000702 | 1 | SYN-AI-CHARM | SYN-AI-TB | yes | no | no | unwired
SIG-001403 | AI | Flow rate 01404 | G-0153 | AREA-04 |  |  | standby | CBL-000702 | 2 | SYN-AI-CHARM | SYN-AI-TB | yes | no | no | unwired
SIG-001404 | AI | Process temperature 01405 | G-0154 | AREA-05 | RED-000352 | A | duty | CBL-000703 | 1 | SYN-AI-CHARM | SYN-AI-TB | yes | no | no | wired
SIG-001405 | AI | Suction pressure 01406 | G-0155 | AREA-06 |  |  | standby | CBL-000703 | 2 | SYN-AI-CHARM | SYN-AI-TB | yes | no | no | loop_checked
SIG-001406 | DI | High level switch 01407 | G-0156 | AREA-07 | RED-000352 | B | duty | CBL-000704 | 1 | SYN-DI-CHARM | SYN-DI-TB | no | no | no | wired
SIG-001407 | DI | Motor running feedback 01408 | G-0157 | AREA-08 |  |  | standby | CBL-000704 | 2 | SYN-DI-CHARM | SYN-DI-TB | no | no | no | wired
SIG-001408 | DO | Solenoid command 01409 | G-0158 | AREA-01 | RED-000353 | A | duty | CBL-000705 | 1 | SYN-DO-CHARM | SYN-DO-TB | no | yes | no | unwired
SIG-001409 | DO | Alarm reset output 01410 | G-0159 | AREA-02 |  |  | standby | CBL-000705 | 2 | SYN-DO-CHARM | SYN-DO-TB | no | yes | no | unwired
SIG-001410 | DI | Motor running feedback 01411 | G-0160 | AREA-03 | RED-000353 | B | duty | CBL-000706 | 1 | SYN-DI-CHARM | SYN-DI-TB | no | no | no | unwired
SIG-001411 | DI | Valve open limit 01412 | G-0161 | AREA-04 |  |  | standby | CBL-000706 | 2 | SYN-DI-CHARM | SYN-DI-TB | no | no | no | unwired
SIG-001412 | AI | Process temperature 01413 | G-0162 | AREA-05 | RED-000354 | A | duty | CBL-000707 | 1 | SYN-AI-CHARM | SYN-AI-TB | yes | no | no | unwired
SIG-001413 | AI | Suction pressure 01414 | G-0163 | AREA-06 |  |  | standby | CBL-000707 | 2 | SYN-AI-CHARM | SYN-AI-TB | yes | no | no | loop_checked
SIG-001414 | AI | Tank level 01415 | G-0164 | AREA-07 | RED-000354 | B | duty | CBL-000708 | 1 | SYN-AI-CHARM | SYN-AI-TB | yes | no | no | wired
SIG-001415 | AI | Flow rate 01416 | G-0165 | AREA-08 |  |  | standby | CBL-000708 | 2 | SYN-AI-CHARM | SYN-AI-TB | yes | no | no | unwired
SIG-001416 | AI | Process temperature 01417 | G-0166 | AREA-01 | RED-000355 | A | duty | CBL-000709 | 1 | SYN-AI-CHARM | SYN-AI-TB | yes | no | no | unwired
SIG-001417 | AI | Suction pressure 01418 | G-0167 | AREA-02 |  |  | standby | CBL-000709 | 2 | SYN-AI-CHARM | SYN-AI-TB | yes | no | no | wired
SIG-001418 | DI | High level switch 01419 | G-0168 | AREA-03 | RED-000355 | B | duty | CBL-000710 | 1 | SYN-DI-CHARM | SYN-DI-TB | no | no | no | unwired
SIG-001419 | DI | Motor running feedback 01420 | G-0169 | AREA-04 |  |  | standby | CBL-000710 | 2 | SYN-DI-CHARM | SYN-DI-TB | no | no | no | unwired
SIG-001420 | DO | Solenoid command 01421 | G-0170 | AREA-05 | RED-000356 | A | duty | CBL-000711 | 1 | SYN-DO-CHARM | SYN-DO-TB | no | yes | no | loop_checked
SIG-001421 | DO | Alarm reset output 01422 | G-0171 | AREA-06 |  |  | standby | CBL-000711 | 2 | SYN-DO-CHARM | SYN-DO-TB | no | yes | no | wired
SIG-001422 | DI | Motor running feedback 01423 | G-0172 | AREA-07 | RED-000356 | B | duty | CBL-000712 | 1 | SYN-DI-CHARM | SYN-DI-TB | no | no | no | unwired
SIG-001423 | DI | Valve open limit 01424 | G-0173 | AREA-08 |  |  | standby | CBL-000712 | 2 | SYN-DI-CHARM | SYN-DI-TB | no | no | no | fat_tested
SIG-001424 | DO | Alarm reset output 01425 | G-0174 | AREA-01 | RED-000357 | A | duty | CBL-000713 | 1 | SYN-DO-CHARM | SYN-DO-TB | no | yes | no | fat_tested
SIG-001425 | DO | Motor start command 01426 | G-0175 | AREA-02 |  |  | standby | CBL-000713 | 2 | SYN-DO-CHARM | SYN-DO-TB | no | yes | no | unwired
SIG-001426 | AI | Tank level 01427 | G-0176 | AREA-03 | RED-000357 | B | duty | CBL-000714 | 1 | SYN-AI-CHARM | SYN-AI-TB | yes | no | no | unwired
SIG-001427 | AI | Flow rate 01428 | G-0177 | AREA-04 |  |  | standby | CBL-000714 | 2 | SYN-AI-CHARM | SYN-AI-TB | yes | no | no | unwired
SIG-001428 | DI | Motor running feedback 01429 | G-0178 | AREA-05 | RED-000358 | A | duty | CBL-000715 | 1 | SYN-DI-CHARM | SYN-DI-TB | no | no | no | loop_checked
SIG-001429 | DI | Valve open limit 01430 | G-0179 | AREA-06 |  |  | standby | CBL-000715 | 2 | SYN-DI-CHARM | SYN-DI-TB | no | no | no | unwired
SIG-001430 | DO | Alarm reset output 01431 | G-0180 | AREA-07 | RED-000358 | B | duty | CBL-000716 | 1 | SYN-DO-CHARM | SYN-DO-TB | no | yes | no | unwired
SIG-001431 | DO | Motor start command 01432 | G-0181 | AREA-08 |  |  | standby | CBL-000716 | 2 | SYN-DO-CHARM | SYN-DO-TB | no | yes | no | wired
SIG-001432 | DI | Valve open limit 01433 | G-0182 | AREA-01 | RED-000359 | A | duty | CBL-000717 | 1 | SYN-DI-CHARM | SYN-DI-TB | no | no | no | wired
SIG-001433 | DI | High level switch 01434 | G-0183 | AREA-02 |  |  | standby | CBL-000717 | 2 | SYN-DI-CHARM | SYN-DI-TB | no | no | no | unwired
SIG-001434 | DO | Motor start command 01435 | G-0184 | AREA-03 | RED-000359 | B | duty | CBL-000718 | 1 | SYN-DO-CHARM | SYN-DO-TB | no | yes | no | fat_tested
SIG-001435 | DO | Solenoid command 01436 | G-0185 | AREA-04 |  |  | standby | CBL-000718 | 2 | SYN-DO-CHARM | SYN-DO-TB | no | yes | no | wired
SIG-001436 | DO | Alarm reset output 01437 | G-0186 | AREA-05 | RED-000360 | A | duty | CBL-000719 | 1 | SYN-DO-CHARM | SYN-DO-TB | no | yes | no | unwired
SIG-001437 | DO | Motor start command 01438 | G-0187 | AREA-06 |  |  | standby | CBL-000719 | 2 | SYN-DO-CHARM | SYN-DO-TB | no | yes | no | wired
SIG-001438 | DI | Valve open limit 01439 | G-0188 | AREA-07 | RED-000360 | B | duty | CBL-000720 | 1 | SYN-DI-CHARM | SYN-DI-TB | no | no | no | wired
SIG-001439 | DI | High level switch 01440 | G-0189 | AREA-08 |  |  | standby | CBL-000720 | 2 | SYN-DI-CHARM | SYN-DI-TB | no | no | no | wired
SIG-001440 | DI | Motor running feedback 01441 | G-0190 | AREA-01 | RED-000361 | A | duty | CBL-000721 | 1 | SYN-DI-CHARM | SYN-DI-TB | no | no | no | loop_checked
SIG-001441 | DI | Valve open limit 01442 | G-0191 | AREA-02 |  |  | standby | CBL-000721 | 2 | SYN-DI-CHARM | SYN-DI-TB | no | no | no | loop_checked
SIG-001442 | AI | Tank level 01443 | G-0192 | AREA-03 | RED-000361 | B | duty | CBL-000722 | 1 | SYN-AI-CHARM | SYN-AI-TB | yes | no | no | unwired
SIG-001443 | AI | Flow rate 01444 | G-0193 | AREA-04 |  |  | standby | CBL-000722 | 2 | SYN-AI-CHARM | SYN-AI-TB | yes | no | no | loop_checked
SIG-001444 | AI | Process temperature 01445 | G-0194 | AREA-05 | RED-000362 | A | duty | CBL-000723 | 1 | SYN-AI-CHARM | SYN-AI-TB | yes | no | no | unwired
SIG-001445 | AI | Suction pressure 01446 | G-0195 | AREA-06 |  |  | standby | CBL-000723 | 2 | SYN-AI-CHARM | SYN-AI-TB | yes | no | no | wired
SIG-001446 | DO | Motor start command 01447 | G-0196 | AREA-07 | RED-000362 | B | duty | CBL-000724 | 1 | SYN-DO-CHARM | SYN-DO-TB | no | yes | no | unwired
SIG-001447 | DO | Solenoid command 01448 | G-0197 | AREA-08 |  |  | standby | CBL-000724 | 2 | SYN-DO-CHARM | SYN-DO-TB | no | yes | no | unwired
SIG-001448 | AI | Process temperature 01449 | G-0198 | AREA-01 | RED-000363 | A | duty | CBL-000725 | 1 | SYN-AI-CHARM | SYN-AI-TB | yes | no | no | unwired
SIG-001449 | AI | Suction pressure 01450 | G-0199 | AREA-02 |  |  | standby | CBL-000725 | 2 | SYN-AI-CHARM | SYN-AI-TB | yes | no | no | loop_checked
SIG-001450 | AI | Tank level 01451 | G-0200 | AREA-03 | RED-000363 | B | duty | CBL-000726 | 1 | SYN-AI-CHARM | SYN-AI-TB | yes | no | no | loop_checked
SIG-001451 | AI | Flow rate 01452 | G-0201 | AREA-04 |  |  | standby | CBL-000726 | 2 | SYN-AI-CHARM | SYN-AI-TB | yes | no | no | loop_checked
SIG-001452 | AI | Process temperature 01453 | G-0202 | AREA-05 | RED-000364 | A | duty | CBL-000727 | 1 | SYN-AI-CHARM | SYN-AI-TB | yes | no | no | unwired
SIG-001453 | AI | Suction pressure 01454 | G-0203 | AREA-06 |  |  | standby | CBL-000727 | 2 | SYN-AI-CHARM | SYN-AI-TB | yes | no | no | unwired
SIG-001454 | DI | High level switch 01455 | G-0204 | AREA-07 | RED-000364 | B | duty | CBL-000728 | 1 | SYN-DI-CHARM | SYN-DI-TB | no | no | no | unwired
SIG-001455 | DI | Motor running feedback 01456 | G-0205 | AREA-08 |  |  | standby | CBL-000728 | 2 | SYN-DI-CHARM | SYN-DI-TB | no | no | no | unwired
SIG-001456 | AI | Process temperature 01457 | G-0206 | AREA-01 | RED-000365 | A | duty | CBL-000729 | 1 | SYN-AI-CHARM | SYN-AI-TB | yes | no | no | wired
SIG-001457 | AI | Suction pressure 01458 | G-0207 | AREA-02 |  |  | standby | CBL-000729 | 2 | SYN-AI-CHARM | SYN-AI-TB | yes | no | no | loop_checked
SIG-001458 | AO | Control valve demand 01459 | G-0208 | AREA-03 | RED-000365 | B | duty | CBL-000730 | 1 | SYN-AO-CHARM | SYN-AO-TB | yes | yes | yes | unwired
SIG-001459 | AO | Speed reference 01460 | G-0209 | AREA-04 |  |  | standby | CBL-000730 | 2 | SYN-AO-CHARM | SYN-AO-TB | yes | yes | yes | wired
SIG-001460 | DO | Alarm reset output 01461 | G-0210 | AREA-05 | RED-000366 | A | duty | CBL-000731 | 1 | SYN-DO-CHARM | SYN-DO-TB | no | yes | no | loop_checked
SIG-001461 | DO | Motor start command 01462 | G-0211 | AREA-06 |  |  | standby | CBL-000731 | 2 | SYN-DO-CHARM | SYN-DO-TB | no | yes | no | wired
SIG-001462 | AO | Speed reference 01463 | G-0212 | AREA-07 | RED-000366 | B | duty | CBL-000732 | 1 | SYN-AO-CHARM | SYN-AO-TB | yes | yes | yes | wired
SIG-001463 | AO | Pressure setpoint 01464 | G-0213 | AREA-08 |  |  | standby | CBL-000732 | 2 | SYN-AO-CHARM | SYN-AO-TB | yes | yes | yes | loop_checked
SIG-001464 | DI | Motor running feedback 01465 | G-0214 | AREA-01 | RED-000367 | A | duty | CBL-000733 | 1 | SYN-DI-CHARM | SYN-DI-TB | no | no | no | wired
SIG-001465 | DI | Valve open limit 01466 | G-0215 | AREA-02 |  |  | standby | CBL-000733 | 2 | SYN-DI-CHARM | SYN-DI-TB | no | no | no | unwired
SIG-001466 | AI | Tank level 01467 | G-0216 | AREA-03 | RED-000367 | B | duty | CBL-000734 | 1 | SYN-AI-CHARM | SYN-AI-TB | yes | no | no | unwired
SIG-001467 | AI | Flow rate 01468 | G-0217 | AREA-04 |  |  | standby | CBL-000734 | 2 | SYN-AI-CHARM | SYN-AI-TB | yes | no | no | unwired
SIG-001468 | DO | Solenoid command 01469 | G-0218 | AREA-05 | RED-000368 | A | duty | CBL-000735 | 1 | SYN-DO-CHARM | SYN-DO-TB | no | yes | no | fat_tested
SIG-001469 | DO | Alarm reset output 01470 | G-0219 | AREA-06 |  |  | standby | CBL-000735 | 2 | SYN-DO-CHARM | SYN-DO-TB | no | yes | no | fat_tested
SIG-001470 | DO | Motor start command 01471 | G-0220 | AREA-07 | RED-000368 | B | duty | CBL-000736 | 1 | SYN-DO-CHARM | SYN-DO-TB | no | yes | no | unwired
SIG-001471 | DO | Solenoid command 01472 | G-0221 | AREA-08 |  |  | standby | CBL-000736 | 2 | SYN-DO-CHARM | SYN-DO-TB | no | yes | no | unwired
SIG-001472 | AI | Process temperature 01473 | G-0222 | AREA-01 | RED-000369 | A | duty | CBL-000737 | 1 | SYN-AI-CHARM | SYN-AI-TB | yes | no | no | unwired
SIG-001473 | AI | Suction pressure 01474 | G-0223 | AREA-02 |  |  | standby | CBL-000737 | 2 | SYN-AI-CHARM | SYN-AI-TB | yes | no | no | wired
SIG-001474 | DI | Valve open limit 01475 | G-0224 | AREA-03 | RED-000369 | B | duty | CBL-000738 | 1 | SYN-DI-CHARM | SYN-DI-TB | no | no | no | unwired
SIG-001475 | DI | High level switch 01476 | G-0225 | AREA-04 |  |  | standby | CBL-000738 | 2 | SYN-DI-CHARM | SYN-DI-TB | no | no | no | unwired
SIG-001476 | DO | Motor start command 01477 | G-0226 | AREA-05 | RED-000370 | A | duty | CBL-000739 | 1 | SYN-DO-CHARM | SYN-DO-TB | no | yes | no | loop_checked
SIG-001477 | DO | Solenoid command 01478 | G-0227 | AREA-06 |  |  | standby | CBL-000739 | 2 | SYN-DO-CHARM | SYN-DO-TB | no | yes | no | unwired
SIG-001478 | DO | Alarm reset output 01479 | G-0228 | AREA-07 | RED-000370 | B | duty | CBL-000740 | 1 | SYN-DO-CHARM | SYN-DO-TB | no | yes | no | unwired
SIG-001479 | DO | Motor start command 01480 | G-0229 | AREA-08 |  |  | standby | CBL-000740 | 2 | SYN-DO-CHARM | SYN-DO-TB | no | yes | no | unwired
SIG-001480 | DO | Solenoid command 01481 | G-0230 | AREA-01 | RED-000371 | A | duty | CBL-000741 | 1 | SYN-DO-CHARM | SYN-DO-TB | no | yes | no | fat_tested
SIG-001481 | DO | Alarm reset output 01482 | G-0231 | AREA-02 |  |  | standby | CBL-000741 | 2 | SYN-DO-CHARM | SYN-DO-TB | no | yes | no | wired
SIG-001482 | AO | Control valve demand 01483 | G-0232 | AREA-03 | RED-000371 | B | duty | CBL-000742 | 1 | SYN-AO-CHARM | SYN-AO-TB | yes | yes | yes | unwired
SIG-001483 | AO | Speed reference 01484 | G-0233 | AREA-04 |  |  | standby | CBL-000742 | 2 | SYN-AO-CHARM | SYN-AO-TB | yes | yes | yes | loop_checked
SIG-001484 | DI | High level switch 01485 | G-0234 | AREA-05 | RED-000372 | A | duty | CBL-000743 | 1 | SYN-DI-CHARM | SYN-DI-TB | no | no | no | loop_checked
SIG-001485 | DI | Motor running feedback 01486 | G-0235 | AREA-06 |  |  | standby | CBL-000743 | 2 | SYN-DI-CHARM | SYN-DI-TB | no | no | no | unwired
SIG-001486 | DI | Valve open limit 01487 | G-0236 | AREA-07 | RED-000372 | B | duty | CBL-000744 | 1 | SYN-DI-CHARM | SYN-DI-TB | no | no | no | unwired
SIG-001487 | DI | High level switch 01488 | G-0237 | AREA-08 |  |  | standby | CBL-000744 | 2 | SYN-DI-CHARM | SYN-DI-TB | no | no | no | loop_checked
SIG-001488 | DI | Motor running feedback 01489 | G-0238 | AREA-01 | RED-000373 | A | duty | CBL-000745 | 1 | SYN-DI-CHARM | SYN-DI-TB | no | no | no | wired
SIG-001489 | DI | Valve open limit 01490 | G-0239 | AREA-02 |  |  | standby | CBL-000745 | 2 | SYN-DI-CHARM | SYN-DI-TB | no | no | no | wired
SIG-001490 | DI | High level switch 01491 | G-0240 | AREA-03 | RED-000373 | B | duty | CBL-000746 | 1 | SYN-DI-CHARM | SYN-DI-TB | no | no | no | unwired
SIG-001491 | DI | Motor running feedback 01492 | G-0241 | AREA-04 |  |  | standby | CBL-000746 | 2 | SYN-DI-CHARM | SYN-DI-TB | no | no | no | wired
SIG-001492 | AI | Process temperature 01493 | G-0242 | AREA-05 | RED-000374 | A | duty | CBL-000747 | 1 | SYN-AI-CHARM | SYN-AI-TB | yes | no | no | wired
SIG-001493 | AI | Suction pressure 01494 | G-0243 | AREA-06 |  |  | standby | CBL-000747 | 2 | SYN-AI-CHARM | SYN-AI-TB | yes | no | no | fat_tested
SIG-001494 | AI | Tank level 01495 | G-0244 | AREA-07 | RED-000374 | B | duty | CBL-000748 | 1 | SYN-AI-CHARM | SYN-AI-TB | yes | no | no | unwired
SIG-001495 | AI | Flow rate 01496 | G-0245 | AREA-08 |  |  | standby | CBL-000748 | 2 | SYN-AI-CHARM | SYN-AI-TB | yes | no | no | wired
SIG-001496 | DI | High level switch 01497 | G-0246 | AREA-01 | RED-000375 | A | duty | CBL-000749 | 1 | SYN-DI-CHARM | SYN-DI-TB | no | no | no | fat_tested
SIG-001497 | DI | Motor running feedback 01498 | G-0247 | AREA-02 |  |  | standby | CBL-000749 | 2 | SYN-DI-CHARM | SYN-DI-TB | no | no | no | loop_checked
SIG-001498 | AO | Speed reference 01499 | G-0248 | AREA-03 | RED-000375 | B | duty | CBL-000750 | 1 | SYN-AO-CHARM | SYN-AO-TB | yes | yes | yes | wired
SIG-001499 | AO | Pressure setpoint 01500 | G-0249 | AREA-04 |  |  | standby | CBL-000750 | 2 | SYN-AO-CHARM | SYN-AO-TB | yes | yes | yes | wired
SIG-001500 | AO | Control valve demand 01501 | G-0000 | AREA-05 | RED-000376 | A | duty | CBL-000751 | 1 | SYN-AO-CHARM | SYN-AO-TB | yes | yes | yes | unwired
SIG-001501 | AO | Speed reference 01502 | G-0001 | AREA-06 |  |  | standby | CBL-000751 | 2 | SYN-AO-CHARM | SYN-AO-TB | yes | yes | yes | unwired
SIG-001502 | AI | Tank level 01503 | G-0002 | AREA-07 | RED-000376 | B | duty | CBL-000752 | 1 | SYN-AI-CHARM | SYN-AI-TB | yes | no | no | loop_checked
SIG-001503 | AI | Flow rate 01504 | G-0003 | AREA-08 |  |  | standby | CBL-000752 | 2 | SYN-AI-CHARM | SYN-AI-TB | yes | no | no | loop_checked
SIG-001504 | AI | Process temperature 01505 | G-0004 | AREA-01 | RED-000377 | A | duty | CBL-000753 | 1 | SYN-AI-CHARM | SYN-AI-TB | yes | no | no | wired
SIG-001505 | AI | Suction pressure 01506 | G-0005 | AREA-02 |  |  | standby | CBL-000753 | 2 | SYN-AI-CHARM | SYN-AI-TB | yes | no | no | unwired
SIG-001506 | AO | Control valve demand 01507 | G-0006 | AREA-03 | RED-000377 | B | duty | CBL-000754 | 1 | SYN-AO-CHARM | SYN-AO-TB | yes | yes | yes | unwired
SIG-001507 | AO | Speed reference 01508 | G-0007 | AREA-04 |  |  | standby | CBL-000754 | 2 | SYN-AO-CHARM | SYN-AO-TB | yes | yes | yes | unwired
SIG-001508 | DI | High level switch 01509 | G-0008 | AREA-05 | RED-000378 | A | duty | CBL-000755 | 1 | SYN-DI-CHARM | SYN-DI-TB | no | no | no | unwired
SIG-001509 | DI | Motor running feedback 01510 | G-0009 | AREA-06 |  |  | standby | CBL-000755 | 2 | SYN-DI-CHARM | SYN-DI-TB | no | no | no | unwired
SIG-001510 | AI | Tank level 01511 | G-0010 | AREA-07 | RED-000378 | B | duty | CBL-000756 | 1 | SYN-AI-CHARM | SYN-AI-TB | yes | no | no | unwired
SIG-001511 | AI | Flow rate 01512 | G-0011 | AREA-08 |  |  | standby | CBL-000756 | 2 | SYN-AI-CHARM | SYN-AI-TB | yes | no | no | loop_checked
SIG-001512 | DI | Motor running feedback 01513 | G-0012 | AREA-01 | RED-000379 | A | duty | CBL-000757 | 1 | SYN-DI-CHARM | SYN-DI-TB | no | no | no | wired
SIG-001513 | DI | Valve open limit 01514 | G-0013 | AREA-02 |  |  | standby | CBL-000757 | 2 | SYN-DI-CHARM | SYN-DI-TB | no | no | no | wired
SIG-001514 | AI | Tank level 01515 | G-0014 | AREA-03 | RED-000379 | B | duty | CBL-000758 | 1 | SYN-AI-CHARM | SYN-AI-TB | yes | no | no | loop_checked
SIG-001515 | AI | Flow rate 01516 | G-0015 | AREA-04 |  |  | standby | CBL-000758 | 2 | SYN-AI-CHARM | SYN-AI-TB | yes | no | no | unwired
SIG-001516 | DO | Solenoid command 01517 | G-0016 | AREA-05 | RED-000380 | A | duty | CBL-000759 | 1 | SYN-DO-CHARM | SYN-DO-TB | no | yes | no | unwired
SIG-001517 | DO | Alarm reset output 01518 | G-0017 | AREA-06 |  |  | standby | CBL-000759 | 2 | SYN-DO-CHARM | SYN-DO-TB | no | yes | no | wired
SIG-001518 | AO | Control valve demand 01519 | G-0018 | AREA-07 | RED-000380 | B | duty | CBL-000760 | 1 | SYN-AO-CHARM | SYN-AO-TB | yes | yes | yes | unwired
SIG-001519 | AO | Speed reference 01520 | G-0019 | AREA-08 |  |  | standby | CBL-000760 | 2 | SYN-AO-CHARM | SYN-AO-TB | yes | yes | yes | fat_tested
SIG-001520 | AI | Process temperature 01521 | G-0020 | AREA-01 | RED-000381 | A | duty | CBL-000761 | 1 | SYN-AI-CHARM | SYN-AI-TB | yes | no | no | loop_checked
SIG-001521 | AI | Suction pressure 01522 | G-0021 | AREA-02 |  |  | standby | CBL-000761 | 2 | SYN-AI-CHARM | SYN-AI-TB | yes | no | no | loop_checked
SIG-001522 | DO | Solenoid command 01523 | G-0022 | AREA-03 | RED-000381 | B | duty | CBL-000762 | 1 | SYN-DO-CHARM | SYN-DO-TB | no | yes | no | fat_tested
SIG-001523 | DO | Alarm reset output 01524 | G-0023 | AREA-04 |  |  | standby | CBL-000762 | 2 | SYN-DO-CHARM | SYN-DO-TB | no | yes | no | unwired
SIG-001524 | DI | Motor running feedback 01525 | G-0024 | AREA-05 | RED-000382 | A | duty | CBL-000763 | 1 | SYN-DI-CHARM | SYN-DI-TB | no | no | no | unwired
SIG-001525 | DI | Valve open limit 01526 | G-0025 | AREA-06 |  |  | standby | CBL-000763 | 2 | SYN-DI-CHARM | SYN-DI-TB | no | no | no | unwired
SIG-001526 | DO | Alarm reset output 01527 | G-0026 | AREA-07 | RED-000382 | B | duty | CBL-000764 | 1 | SYN-DO-CHARM | SYN-DO-TB | no | yes | no | fat_tested
SIG-001527 | DO | Motor start command 01528 | G-0027 | AREA-08 |  |  | standby | CBL-000764 | 2 | SYN-DO-CHARM | SYN-DO-TB | no | yes | no | unwired
SIG-001528 | DI | Valve open limit 01529 | G-0028 | AREA-01 | RED-000383 | A | duty | CBL-000765 | 1 | SYN-DI-CHARM | SYN-DI-TB | no | no | no | unwired
SIG-001529 | DI | High level switch 01530 | G-0029 | AREA-02 |  |  | standby | CBL-000765 | 2 | SYN-DI-CHARM | SYN-DI-TB | no | no | no | unwired
SIG-001530 | DI | Motor running feedback 01531 | G-0030 | AREA-03 | RED-000383 | B | duty | CBL-000766 | 1 | SYN-DI-CHARM | SYN-DI-TB | no | no | no | loop_checked
SIG-001531 | DI | Valve open limit 01532 | G-0031 | AREA-04 |  |  | standby | CBL-000766 | 2 | SYN-DI-CHARM | SYN-DI-TB | no | no | no | fat_tested
SIG-001532 | DO | Alarm reset output 01533 | G-0032 | AREA-05 | RED-000384 | A | duty | CBL-000767 | 1 | SYN-DO-CHARM | SYN-DO-TB | no | yes | no | unwired
SIG-001533 | DO | Motor start command 01534 | G-0033 | AREA-06 |  |  | standby | CBL-000767 | 2 | SYN-DO-CHARM | SYN-DO-TB | no | yes | no | unwired
SIG-001534 | DO | Solenoid command 01535 | G-0034 | AREA-07 | RED-000384 | B | duty | CBL-000768 | 1 | SYN-DO-CHARM | SYN-DO-TB | no | yes | no | wired
SIG-001535 | DO | Alarm reset output 01536 | G-0035 | AREA-08 |  |  | standby | CBL-000768 | 2 | SYN-DO-CHARM | SYN-DO-TB | no | yes | no | unwired
SIG-001536 | DI | Motor running feedback 01537 | G-0036 | AREA-01 | RED-000385 | A | duty | CBL-000769 | 1 | SYN-DI-CHARM | SYN-DI-TB | no | no | no | wired
SIG-001537 | DI | Valve open limit 01538 | G-0037 | AREA-02 |  |  | standby | CBL-000769 | 2 | SYN-DI-CHARM | SYN-DI-TB | no | no | no | unwired
SIG-001538 | DO | Alarm reset output 01539 | G-0038 | AREA-03 | RED-000385 | B | duty | CBL-000770 | 1 | SYN-DO-CHARM | SYN-DO-TB | no | yes | no | unwired
SIG-001539 | DO | Motor start command 01540 | G-0039 | AREA-04 |  |  | standby | CBL-000770 | 2 | SYN-DO-CHARM | SYN-DO-TB | no | yes | no | unwired
SIG-001540 | DI | Valve open limit 01541 | G-0040 | AREA-05 | RED-000386 | A | duty | CBL-000771 | 1 | SYN-DI-CHARM | SYN-DI-TB | no | no | no | unwired
SIG-001541 | DI | High level switch 01542 | G-0041 | AREA-06 |  |  | standby | CBL-000771 | 2 | SYN-DI-CHARM | SYN-DI-TB | no | no | no | unwired
SIG-001542 | DO | Motor start command 01543 | G-0042 | AREA-07 | RED-000386 | B | duty | CBL-000772 | 1 | SYN-DO-CHARM | SYN-DO-TB | no | yes | no | unwired
SIG-001543 | DO | Solenoid command 01544 | G-0043 | AREA-08 |  |  | standby | CBL-000772 | 2 | SYN-DO-CHARM | SYN-DO-TB | no | yes | no | wired
SIG-001544 | AI | Process temperature 01545 | G-0044 | AREA-01 | RED-000387 | A | duty | CBL-000773 | 1 | SYN-AI-CHARM | SYN-AI-TB | yes | no | no | unwired
SIG-001545 | AI | Suction pressure 01546 | G-0045 | AREA-02 |  |  | standby | CBL-000773 | 2 | SYN-AI-CHARM | SYN-AI-TB | yes | no | no | unwired
SIG-001546 | AI | Tank level 01547 | G-0046 | AREA-03 | RED-000387 | B | duty | CBL-000774 | 1 | SYN-AI-CHARM | SYN-AI-TB | yes | no | no | fat_tested
SIG-001547 | AI | Flow rate 01548 | G-0047 | AREA-04 |  |  | standby | CBL-000774 | 2 | SYN-AI-CHARM | SYN-AI-TB | yes | no | no | wired
SIG-001548 | DO | Motor start command 01549 | G-0048 | AREA-05 | RED-000388 | A | duty | CBL-000775 | 1 | SYN-DO-CHARM | SYN-DO-TB | no | yes | no | unwired
SIG-001549 | DO | Solenoid command 01550 | G-0049 | AREA-06 |  |  | standby | CBL-000775 | 2 | SYN-DO-CHARM | SYN-DO-TB | no | yes | no | fat_tested
SIG-001550 | AI | Tank level 01551 | G-0050 | AREA-07 | RED-000388 | B | duty | CBL-000776 | 1 | SYN-AI-CHARM | SYN-AI-TB | yes | no | no | unwired
SIG-001551 | AI | Flow rate 01552 | G-0051 | AREA-08 |  |  | standby | CBL-000776 | 2 | SYN-AI-CHARM | SYN-AI-TB | yes | no | no | unwired
SIG-001552 | DO | Solenoid command 01553 | G-0052 | AREA-01 | RED-000389 | A | duty | CBL-000777 | 1 | SYN-DO-CHARM | SYN-DO-TB | no | yes | no | wired
SIG-001553 | DO | Alarm reset output 01554 | G-0053 | AREA-02 |  |  | standby | CBL-000777 | 2 | SYN-DO-CHARM | SYN-DO-TB | no | yes | no | unwired
SIG-001554 | AI | Tank level 01555 | G-0054 | AREA-03 | RED-000389 | B | duty | CBL-000778 | 1 | SYN-AI-CHARM | SYN-AI-TB | yes | no | no | wired
SIG-001555 | AI | Flow rate 01556 | G-0055 | AREA-04 |  |  | standby | CBL-000778 | 2 | SYN-AI-CHARM | SYN-AI-TB | yes | no | no | wired
SIG-001556 | AI | Process temperature 01557 | G-0056 | AREA-05 | RED-000390 | A | duty | CBL-000779 | 1 | SYN-AI-CHARM | SYN-AI-TB | yes | no | no | wired
SIG-001557 | AI | Suction pressure 01558 | G-0057 | AREA-06 |  |  | standby | CBL-000779 | 2 | SYN-AI-CHARM | SYN-AI-TB | yes | no | no | fat_tested
SIG-001558 | DI | Valve open limit 01559 | G-0058 | AREA-07 | RED-000390 | B | duty | CBL-000780 | 1 | SYN-DI-CHARM | SYN-DI-TB | no | no | no | fat_tested
SIG-001559 | DI | High level switch 01560 | G-0059 | AREA-08 |  |  | standby | CBL-000780 | 2 | SYN-DI-CHARM | SYN-DI-TB | no | no | no | unwired
SIG-001560 | AO | Control valve demand 01561 | G-0060 | AREA-01 | RED-000391 | A | duty | CBL-000781 | 1 | SYN-AO-CHARM | SYN-AO-TB | yes | yes | yes | unwired
SIG-001561 | AO | Speed reference 01562 | G-0061 | AREA-02 |  |  | standby | CBL-000781 | 2 | SYN-AO-CHARM | SYN-AO-TB | yes | yes | yes | unwired
SIG-001562 | DI | High level switch 01563 | G-0062 | AREA-03 | RED-000391 | B | duty | CBL-000782 | 1 | SYN-DI-CHARM | SYN-DI-TB | no | no | no | fat_tested
SIG-001563 | DI | Motor running feedback 01564 | G-0063 | AREA-04 |  |  | standby | CBL-000782 | 2 | SYN-DI-CHARM | SYN-DI-TB | no | no | no | unwired
SIG-001564 | AI | Process temperature 01565 | G-0064 | AREA-05 | RED-000392 | A | duty | CBL-000783 | 1 | SYN-AI-CHARM | SYN-AI-TB | yes | no | no | unwired
SIG-001565 | AI | Suction pressure 01566 | G-0065 | AREA-06 |  |  | standby | CBL-000783 | 2 | SYN-AI-CHARM | SYN-AI-TB | yes | no | no | unwired
SIG-001566 | DI | Motor running feedback 01567 | G-0066 | AREA-07 | RED-000392 | B | duty | CBL-000784 | 1 | SYN-DI-CHARM | SYN-DI-TB | no | no | no | unwired
SIG-001567 | DI | Valve open limit 01568 | G-0067 | AREA-08 |  |  | standby | CBL-000784 | 2 | SYN-DI-CHARM | SYN-DI-TB | no | no | no | unwired
SIG-001568 | DI | High level switch 01569 | G-0068 | AREA-01 | RED-000393 | A | duty | CBL-000785 | 1 | SYN-DI-CHARM | SYN-DI-TB | no | no | no | unwired
SIG-001569 | DI | Motor running feedback 01570 | G-0069 | AREA-02 |  |  | standby | CBL-000785 | 2 | SYN-DI-CHARM | SYN-DI-TB | no | no | no | unwired
SIG-001570 | AI | Tank level 01571 | G-0070 | AREA-03 | RED-000393 | B | duty | CBL-000786 | 1 | SYN-AI-CHARM | SYN-AI-TB | yes | no | no | unwired
SIG-001571 | AI | Flow rate 01572 | G-0071 | AREA-04 |  |  | standby | CBL-000786 | 2 | SYN-AI-CHARM | SYN-AI-TB | yes | no | no | unwired
SIG-001572 | AI | Process temperature 01573 | G-0072 | AREA-05 | RED-000394 | A | duty | CBL-000787 | 1 | SYN-AI-CHARM | SYN-AI-TB | yes | no | no | unwired
SIG-001573 | AI | Suction pressure 01574 | G-0073 | AREA-06 |  |  | standby | CBL-000787 | 2 | SYN-AI-CHARM | SYN-AI-TB | yes | no | no | unwired
SIG-001574 | DO | Alarm reset output 01575 | G-0074 | AREA-07 | RED-000394 | B | duty | CBL-000788 | 1 | SYN-DO-CHARM | SYN-DO-TB | no | yes | no | wired
SIG-001575 | DO | Motor start command 01576 | G-0075 | AREA-08 |  |  | standby | CBL-000788 | 2 | SYN-DO-CHARM | SYN-DO-TB | no | yes | no | unwired
SIG-001576 | DO | Solenoid command 01577 | G-0076 | AREA-01 | RED-000395 | A | duty | CBL-000789 | 1 | SYN-DO-CHARM | SYN-DO-TB | no | yes | no | unwired
SIG-001577 | DO | Alarm reset output 01578 | G-0077 | AREA-02 |  |  | standby | CBL-000789 | 2 | SYN-DO-CHARM | SYN-DO-TB | no | yes | no | unwired
SIG-001578 | AI | Tank level 01579 | G-0078 | AREA-03 | RED-000395 | B | duty | CBL-000790 | 1 | SYN-AI-CHARM | SYN-AI-TB | yes | no | no | unwired
SIG-001579 | AI | Flow rate 01580 | G-0079 | AREA-04 |  |  | standby | CBL-000790 | 2 | SYN-AI-CHARM | SYN-AI-TB | yes | no | no | wired
SIG-001580 | DI | High level switch 01581 | G-0080 | AREA-05 | RED-000396 | A | duty | CBL-000791 | 1 | SYN-DI-CHARM | SYN-DI-TB | no | no | no | wired
SIG-001581 | DI | Motor running feedback 01582 | G-0081 | AREA-06 |  |  | standby | CBL-000791 | 2 | SYN-DI-CHARM | SYN-DI-TB | no | no | no | unwired
SIG-001582 | AI | Tank level 01583 | G-0082 | AREA-07 | RED-000396 | B | duty | CBL-000792 | 1 | SYN-AI-CHARM | SYN-AI-TB | yes | no | no | wired
SIG-001583 | AI | Flow rate 01584 | G-0083 | AREA-08 |  |  | standby | CBL-000792 | 2 | SYN-AI-CHARM | SYN-AI-TB | yes | no | no | unwired
SIG-001584 | DO | Motor start command 01585 | G-0084 | AREA-01 | RED-000397 | A | duty | CBL-000793 | 1 | SYN-DO-CHARM | SYN-DO-TB | no | yes | no | unwired
SIG-001585 | DO | Solenoid command 01586 | G-0085 | AREA-02 |  |  | standby | CBL-000793 | 2 | SYN-DO-CHARM | SYN-DO-TB | no | yes | no | unwired
SIG-001586 | DO | Alarm reset output 01587 | G-0086 | AREA-03 | RED-000397 | B | duty | CBL-000794 | 1 | SYN-DO-CHARM | SYN-DO-TB | no | yes | no | loop_checked
SIG-001587 | DO | Motor start command 01588 | G-0087 | AREA-04 |  |  | standby | CBL-000794 | 2 | SYN-DO-CHARM | SYN-DO-TB | no | yes | no | unwired
SIG-001588 | DO | Solenoid command 01589 | G-0088 | AREA-05 | RED-000398 | A | duty | CBL-000795 | 1 | SYN-DO-CHARM | SYN-DO-TB | no | yes | no | unwired
SIG-001589 | DO | Alarm reset output 01590 | G-0089 | AREA-06 |  |  | standby | CBL-000795 | 2 | SYN-DO-CHARM | SYN-DO-TB | no | yes | no | unwired
SIG-001590 | DO | Motor start command 01591 | G-0090 | AREA-07 | RED-000398 | B | duty | CBL-000796 | 1 | SYN-DO-CHARM | SYN-DO-TB | no | yes | no | unwired
SIG-001591 | DO | Solenoid command 01592 | G-0091 | AREA-08 |  |  | standby | CBL-000796 | 2 | SYN-DO-CHARM | SYN-DO-TB | no | yes | no | unwired
SIG-001592 | DO | Alarm reset output 01593 | G-0092 | AREA-01 | RED-000399 | A | duty | CBL-000797 | 1 | SYN-DO-CHARM | SYN-DO-TB | no | yes | no | wired
SIG-001593 | DO | Motor start command 01594 | G-0093 | AREA-02 |  |  | standby | CBL-000797 | 2 | SYN-DO-CHARM | SYN-DO-TB | no | yes | no | unwired
SIG-001594 | DI | Valve open limit 01595 | G-0094 | AREA-03 | RED-000399 | B | duty | CBL-000798 | 1 | SYN-DI-CHARM | SYN-DI-TB | no | no | no | unwired
SIG-001595 | DI | High level switch 01596 | G-0095 | AREA-04 |  |  | standby | CBL-000798 | 2 | SYN-DI-CHARM | SYN-DI-TB | no | no | no | unwired
SIG-001596 | DI | Motor running feedback 01597 | G-0096 | AREA-05 | RED-000400 | A | duty | CBL-000799 | 1 | SYN-DI-CHARM | SYN-DI-TB | no | no | no | wired
SIG-001597 | DI | Valve open limit 01598 | G-0097 | AREA-06 |  |  | standby | CBL-000799 | 2 | SYN-DI-CHARM | SYN-DI-TB | no | no | no | fat_tested
SIG-001598 | DI | High level switch 01599 | G-0098 | AREA-07 | RED-000400 | B | duty | CBL-000800 | 1 | SYN-DI-CHARM | SYN-DI-TB | no | no | no | wired
SIG-001599 | DI | Motor running feedback 01600 | G-0099 | AREA-08 |  |  | standby | CBL-000800 | 2 | SYN-DI-CHARM | SYN-DI-TB | no | no | no | unwired
SIG-001600 | AI | Process temperature 01601 | G-0100 | AREA-01 | RED-000401 | A | duty | CBL-000801 | 1 | SYN-AI-CHARM | SYN-AI-TB | yes | no | no | loop_checked
SIG-001601 | AI | Suction pressure 01602 | G-0101 | AREA-02 |  |  | standby | CBL-000801 | 2 | SYN-AI-CHARM | SYN-AI-TB | yes | no | no | unwired
SIG-001602 | DI | Motor running feedback 01603 | G-0102 | AREA-03 | RED-000401 | B | duty | CBL-000802 | 1 | SYN-DI-CHARM | SYN-DI-TB | no | no | no | wired
SIG-001603 | DI | Valve open limit 01604 | G-0103 | AREA-04 |  |  | standby | CBL-000802 | 2 | SYN-DI-CHARM | SYN-DI-TB | no | no | no | unwired
SIG-001604 | DI | High level switch 01605 | G-0104 | AREA-05 | RED-000402 | A | duty | CBL-000803 | 1 | SYN-DI-CHARM | SYN-DI-TB | no | no | no | wired
SIG-001605 | DI | Motor running feedback 01606 | G-0105 | AREA-06 |  |  | standby | CBL-000803 | 2 | SYN-DI-CHARM | SYN-DI-TB | no | no | no | fat_tested
SIG-001606 | DO | Solenoid command 01607 | G-0106 | AREA-07 | RED-000402 | B | duty | CBL-000804 | 1 | SYN-DO-CHARM | SYN-DO-TB | no | yes | no | unwired
SIG-001607 | DO | Alarm reset output 01608 | G-0107 | AREA-08 |  |  | standby | CBL-000804 | 2 | SYN-DO-CHARM | SYN-DO-TB | no | yes | no | fat_tested
SIG-001608 | AI | Process temperature 01609 | G-0108 | AREA-01 | RED-000403 | A | duty | CBL-000805 | 1 | SYN-AI-CHARM | SYN-AI-TB | yes | no | no | unwired
SIG-001609 | AI | Suction pressure 01610 | G-0109 | AREA-02 |  |  | standby | CBL-000805 | 2 | SYN-AI-CHARM | SYN-AI-TB | yes | no | no | wired
SIG-001610 | DO | Alarm reset output 01611 | G-0110 | AREA-03 | RED-000403 | B | duty | CBL-000806 | 1 | SYN-DO-CHARM | SYN-DO-TB | no | yes | no | loop_checked
SIG-001611 | DO | Motor start command 01612 | G-0111 | AREA-04 |  |  | standby | CBL-000806 | 2 | SYN-DO-CHARM | SYN-DO-TB | no | yes | no | loop_checked
SIG-001612 | AI | Process temperature 01613 | G-0112 | AREA-05 | RED-000404 | A | duty | CBL-000807 | 1 | SYN-AI-CHARM | SYN-AI-TB | yes | no | no | loop_checked
SIG-001613 | AI | Suction pressure 01614 | G-0113 | AREA-06 |  |  | standby | CBL-000807 | 2 | SYN-AI-CHARM | SYN-AI-TB | yes | no | no | unwired
SIG-001614 | AO | Control valve demand 01615 | G-0114 | AREA-07 | RED-000404 | B | duty | CBL-000808 | 1 | SYN-AO-CHARM | SYN-AO-TB | yes | yes | yes | unwired
SIG-001615 | AO | Speed reference 01616 | G-0115 | AREA-08 |  |  | standby | CBL-000808 | 2 | SYN-AO-CHARM | SYN-AO-TB | yes | yes | yes | fat_tested
SIG-001616 | DO | Alarm reset output 01617 | G-0116 | AREA-01 | RED-000405 | A | duty | CBL-000809 | 1 | SYN-DO-CHARM | SYN-DO-TB | no | yes | no | wired
SIG-001617 | DO | Motor start command 01618 | G-0117 | AREA-02 |  |  | standby | CBL-000809 | 2 | SYN-DO-CHARM | SYN-DO-TB | no | yes | no | wired
SIG-001618 | DO | Solenoid command 01619 | G-0118 | AREA-03 | RED-000405 | B | duty | CBL-000810 | 1 | SYN-DO-CHARM | SYN-DO-TB | no | yes | no | wired
SIG-001619 | DO | Alarm reset output 01620 | G-0119 | AREA-04 |  |  | standby | CBL-000810 | 2 | SYN-DO-CHARM | SYN-DO-TB | no | yes | no | unwired
SIG-001620 | DO | Motor start command 01621 | G-0120 | AREA-05 | RED-000406 | A | duty | CBL-000811 | 1 | SYN-DO-CHARM | SYN-DO-TB | no | yes | no | unwired
SIG-001621 | DO | Solenoid command 01622 | G-0121 | AREA-06 |  |  | standby | CBL-000811 | 2 | SYN-DO-CHARM | SYN-DO-TB | no | yes | no | unwired
SIG-001622 | AI | Tank level 01623 | G-0122 | AREA-07 | RED-000406 | B | duty | CBL-000812 | 1 | SYN-AI-CHARM | SYN-AI-TB | yes | no | no | wired
SIG-001623 | AI | Flow rate 01624 | G-0123 | AREA-08 |  |  | standby | CBL-000812 | 2 | SYN-AI-CHARM | SYN-AI-TB | yes | no | no | wired
SIG-001624 | AI | Process temperature 01625 | G-0124 | AREA-01 | RED-000407 | A | duty | CBL-000813 | 1 | SYN-AI-CHARM | SYN-AI-TB | yes | no | no | loop_checked
SIG-001625 | AI | Suction pressure 01626 | G-0125 | AREA-02 |  |  | standby | CBL-000813 | 2 | SYN-AI-CHARM | SYN-AI-TB | yes | no | no | unwired
SIG-001626 | DO | Motor start command 01627 | G-0126 | AREA-03 | RED-000407 | B | duty | CBL-000814 | 1 | SYN-DO-CHARM | SYN-DO-TB | no | yes | no | fat_tested
SIG-001627 | DO | Solenoid command 01628 | G-0127 | AREA-04 |  |  | standby | CBL-000814 | 2 | SYN-DO-CHARM | SYN-DO-TB | no | yes | no | unwired
SIG-001628 | AI | Process temperature 01629 | G-0128 | AREA-05 | RED-000408 | A | duty | CBL-000815 | 1 | SYN-AI-CHARM | SYN-AI-TB | yes | no | no | loop_checked
SIG-001629 | AI | Suction pressure 01630 | G-0129 | AREA-06 |  |  | standby | CBL-000815 | 2 | SYN-AI-CHARM | SYN-AI-TB | yes | no | no | unwired
SIG-001630 | AO | Speed reference 01631 | G-0130 | AREA-07 | RED-000408 | B | duty | CBL-000816 | 1 | SYN-AO-CHARM | SYN-AO-TB | yes | yes | yes | loop_checked
SIG-001631 | AO | Pressure setpoint 01632 | G-0131 | AREA-08 |  |  | standby | CBL-000816 | 2 | SYN-AO-CHARM | SYN-AO-TB | yes | yes | yes | wired
SIG-001632 | AI | Process temperature 01633 | G-0132 | AREA-01 | RED-000409 | A | duty | CBL-000817 | 1 | SYN-AI-CHARM | SYN-AI-TB | yes | no | no | unwired
SIG-001633 | AI | Suction pressure 01634 | G-0133 | AREA-02 |  |  | standby | CBL-000817 | 2 | SYN-AI-CHARM | SYN-AI-TB | yes | no | no | wired
SIG-001634 | DO | Alarm reset output 01635 | G-0134 | AREA-03 | RED-000409 | B | duty | CBL-000818 | 1 | SYN-DO-CHARM | SYN-DO-TB | no | yes | no | unwired
SIG-001635 | DO | Motor start command 01636 | G-0135 | AREA-04 |  |  | standby | CBL-000818 | 2 | SYN-DO-CHARM | SYN-DO-TB | no | yes | no | unwired
SIG-001636 | DI | Valve open limit 01637 | G-0136 | AREA-05 | RED-000410 | A | duty | CBL-000819 | 1 | SYN-DI-CHARM | SYN-DI-TB | no | no | no | unwired
SIG-001637 | DI | High level switch 01638 | G-0137 | AREA-06 |  |  | standby | CBL-000819 | 2 | SYN-DI-CHARM | SYN-DI-TB | no | no | no | unwired
SIG-001638 | AI | Tank level 01639 | G-0138 | AREA-07 | RED-000410 | B | duty | CBL-000820 | 1 | SYN-AI-CHARM | SYN-AI-TB | yes | no | no | unwired
SIG-001639 | AI | Flow rate 01640 | G-0139 | AREA-08 |  |  | standby | CBL-000820 | 2 | SYN-AI-CHARM | SYN-AI-TB | yes | no | no | unwired
SIG-001640 | DI | High level switch 01641 | G-0140 | AREA-01 | RED-000411 | A | duty | CBL-000821 | 1 | SYN-DI-CHARM | SYN-DI-TB | no | no | no | wired
SIG-001641 | DI | Motor running feedback 01642 | G-0141 | AREA-02 |  |  | standby | CBL-000821 | 2 | SYN-DI-CHARM | SYN-DI-TB | no | no | no | wired
SIG-001642 | DI | Valve open limit 01643 | G-0142 | AREA-03 | RED-000411 | B | duty | CBL-000822 | 1 | SYN-DI-CHARM | SYN-DI-TB | no | no | no | unwired
SIG-001643 | DI | High level switch 01644 | G-0143 | AREA-04 |  |  | standby | CBL-000822 | 2 | SYN-DI-CHARM | SYN-DI-TB | no | no | no | unwired
SIG-001644 | DI | Motor running feedback 01645 | G-0144 | AREA-05 | RED-000412 | A | duty | CBL-000823 | 1 | SYN-DI-CHARM | SYN-DI-TB | no | no | no | wired
SIG-001645 | DI | Valve open limit 01646 | G-0145 | AREA-06 |  |  | standby | CBL-000823 | 2 | SYN-DI-CHARM | SYN-DI-TB | no | no | no | loop_checked
SIG-001646 | DO | Alarm reset output 01647 | G-0146 | AREA-07 | RED-000412 | B | duty | CBL-000824 | 1 | SYN-DO-CHARM | SYN-DO-TB | no | yes | no | unwired
SIG-001647 | DO | Motor start command 01648 | G-0147 | AREA-08 |  |  | standby | CBL-000824 | 2 | SYN-DO-CHARM | SYN-DO-TB | no | yes | no | unwired
SIG-001648 | DO | Solenoid command 01649 | G-0148 | AREA-01 | RED-000413 | A | duty | CBL-000825 | 1 | SYN-DO-CHARM | SYN-DO-TB | no | yes | no | loop_checked
SIG-001649 | DO | Alarm reset output 01650 | G-0149 | AREA-02 |  |  | standby | CBL-000825 | 2 | SYN-DO-CHARM | SYN-DO-TB | no | yes | no | wired
SIG-001650 | DI | Motor running feedback 01651 | G-0150 | AREA-03 | RED-000413 | B | duty | CBL-000826 | 1 | SYN-DI-CHARM | SYN-DI-TB | no | no | no | unwired
SIG-001651 | DI | Valve open limit 01652 | G-0151 | AREA-04 |  |  | standby | CBL-000826 | 2 | SYN-DI-CHARM | SYN-DI-TB | no | no | no | unwired
SIG-001652 | DO | Alarm reset output 01653 | G-0152 | AREA-05 | RED-000414 | A | duty | CBL-000827 | 1 | SYN-DO-CHARM | SYN-DO-TB | no | yes | no | wired
SIG-001653 | DO | Motor start command 01654 | G-0153 | AREA-06 |  |  | standby | CBL-000827 | 2 | SYN-DO-CHARM | SYN-DO-TB | no | yes | no | loop_checked
SIG-001654 | DO | Solenoid command 01655 | G-0154 | AREA-07 | RED-000414 | B | duty | CBL-000828 | 1 | SYN-DO-CHARM | SYN-DO-TB | no | yes | no | fat_tested
SIG-001655 | DO | Alarm reset output 01656 | G-0155 | AREA-08 |  |  | standby | CBL-000828 | 2 | SYN-DO-CHARM | SYN-DO-TB | no | yes | no | unwired
SIG-001656 | DI | Motor running feedback 01657 | G-0156 | AREA-01 | RED-000415 | A | duty | CBL-000829 | 1 | SYN-DI-CHARM | SYN-DI-TB | no | no | no | unwired
SIG-001657 | DI | Valve open limit 01658 | G-0157 | AREA-02 |  |  | standby | CBL-000829 | 2 | SYN-DI-CHARM | SYN-DI-TB | no | no | no | unwired
SIG-001658 | DO | Alarm reset output 01659 | G-0158 | AREA-03 | RED-000415 | B | duty | CBL-000830 | 1 | SYN-DO-CHARM | SYN-DO-TB | no | yes | no | unwired
SIG-001659 | DO | Motor start command 01660 | G-0159 | AREA-04 |  |  | standby | CBL-000830 | 2 | SYN-DO-CHARM | SYN-DO-TB | no | yes | no | loop_checked
SIG-001660 | DO | Solenoid command 01661 | G-0160 | AREA-05 | RED-000416 | A | duty | CBL-000831 | 1 | SYN-DO-CHARM | SYN-DO-TB | no | yes | no | wired
SIG-001661 | DO | Alarm reset output 01662 | G-0161 | AREA-06 |  |  | standby | CBL-000831 | 2 | SYN-DO-CHARM | SYN-DO-TB | no | yes | no | loop_checked
SIG-001662 | DO | Motor start command 01663 | G-0162 | AREA-07 | RED-000416 | B | duty | CBL-000832 | 1 | SYN-DO-CHARM | SYN-DO-TB | no | yes | no | unwired
SIG-001663 | DO | Solenoid command 01664 | G-0163 | AREA-08 |  |  | standby | CBL-000832 | 2 | SYN-DO-CHARM | SYN-DO-TB | no | yes | no | wired
SIG-001664 | DI | High level switch 01665 | G-0164 | AREA-01 | RED-000417 | A | duty | CBL-000833 | 1 | SYN-DI-CHARM | SYN-DI-TB | no | no | no | wired
SIG-001665 | DI | Motor running feedback 01666 | G-0165 | AREA-02 |  |  | standby | CBL-000833 | 2 | SYN-DI-CHARM | SYN-DI-TB | no | no | no | unwired
SIG-001666 | AO | Speed reference 01667 | G-0166 | AREA-03 | RED-000417 | B | duty | CBL-000834 | 1 | SYN-AO-CHARM | SYN-AO-TB | yes | yes | yes | wired
SIG-001667 | AO | Pressure setpoint 01668 | G-0167 | AREA-04 |  |  | standby | CBL-000834 | 2 | SYN-AO-CHARM | SYN-AO-TB | yes | yes | yes | loop_checked
SIG-001668 | DO | Motor start command 01669 | G-0168 | AREA-05 | RED-000418 | A | duty | CBL-000835 | 1 | SYN-DO-CHARM | SYN-DO-TB | no | yes | no | wired
SIG-001669 | DO | Solenoid command 01670 | G-0169 | AREA-06 |  |  | standby | CBL-000835 | 2 | SYN-DO-CHARM | SYN-DO-TB | no | yes | no | wired
SIG-001670 | DI | High level switch 01671 | G-0170 | AREA-07 | RED-000418 | B | duty | CBL-000836 | 1 | SYN-DI-CHARM | SYN-DI-TB | no | no | no | wired
SIG-001671 | DI | Motor running feedback 01672 | G-0171 | AREA-08 |  |  | standby | CBL-000836 | 2 | SYN-DI-CHARM | SYN-DI-TB | no | no | no | unwired
SIG-001672 | DI | Valve open limit 01673 | G-0172 | AREA-01 | RED-000419 | A | duty | CBL-000837 | 1 | SYN-DI-CHARM | SYN-DI-TB | no | no | no | unwired
SIG-001673 | DI | High level switch 01674 | G-0173 | AREA-02 |  |  | standby | CBL-000837 | 2 | SYN-DI-CHARM | SYN-DI-TB | no | no | no | unwired
SIG-001674 | DI | Motor running feedback 01675 | G-0174 | AREA-03 | RED-000419 | B | duty | CBL-000838 | 1 | SYN-DI-CHARM | SYN-DI-TB | no | no | no | wired
SIG-001675 | DI | Valve open limit 01676 | G-0175 | AREA-04 |  |  | standby | CBL-000838 | 2 | SYN-DI-CHARM | SYN-DI-TB | no | no | no | wired
SIG-001676 | AI | Process temperature 01677 | G-0176 | AREA-05 | RED-000420 | A | duty | CBL-000839 | 1 | SYN-AI-CHARM | SYN-AI-TB | yes | no | no | loop_checked
SIG-001677 | AI | Suction pressure 01678 | G-0177 | AREA-06 |  |  | standby | CBL-000839 | 2 | SYN-AI-CHARM | SYN-AI-TB | yes | no | no | wired
SIG-001678 | AI | Tank level 01679 | G-0178 | AREA-07 | RED-000420 | B | duty | CBL-000840 | 1 | SYN-AI-CHARM | SYN-AI-TB | yes | no | no | unwired
SIG-001679 | AI | Flow rate 01680 | G-0179 | AREA-08 |  |  | standby | CBL-000840 | 2 | SYN-AI-CHARM | SYN-AI-TB | yes | no | no | unwired
SIG-001680 | DI | Motor running feedback 01681 | G-0180 | AREA-01 | RED-000421 | A | duty | CBL-000841 | 1 | SYN-DI-CHARM | SYN-DI-TB | no | no | no | unwired
SIG-001681 | DI | Valve open limit 01682 | G-0181 | AREA-02 |  |  | standby | CBL-000841 | 2 | SYN-DI-CHARM | SYN-DI-TB | no | no | no | unwired
SIG-001682 | DO | Alarm reset output 01683 | G-0182 | AREA-03 | RED-000421 | B | duty | CBL-000842 | 1 | SYN-DO-CHARM | SYN-DO-TB | no | yes | no | unwired
SIG-001683 | DO | Motor start command 01684 | G-0183 | AREA-04 |  |  | standby | CBL-000842 | 2 | SYN-DO-CHARM | SYN-DO-TB | no | yes | no | unwired
SIG-001684 | DO | Solenoid command 01685 | G-0184 | AREA-05 | RED-000422 | A | duty | CBL-000843 | 1 | SYN-DO-CHARM | SYN-DO-TB | no | yes | no | unwired
SIG-001685 | DO | Alarm reset output 01686 | G-0185 | AREA-06 |  |  | standby | CBL-000843 | 2 | SYN-DO-CHARM | SYN-DO-TB | no | yes | no | wired
SIG-001686 | DI | Motor running feedback 01687 | G-0186 | AREA-07 | RED-000422 | B | duty | CBL-000844 | 1 | SYN-DI-CHARM | SYN-DI-TB | no | no | no | unwired
SIG-001687 | DI | Valve open limit 01688 | G-0187 | AREA-08 |  |  | standby | CBL-000844 | 2 | SYN-DI-CHARM | SYN-DI-TB | no | no | no | loop_checked
SIG-001688 | AI | Process temperature 01689 | G-0188 | AREA-01 | RED-000423 | A | duty | CBL-000845 | 1 | SYN-AI-CHARM | SYN-AI-TB | yes | no | no | unwired
SIG-001689 | AI | Suction pressure 01690 | G-0189 | AREA-02 |  |  | standby | CBL-000845 | 2 | SYN-AI-CHARM | SYN-AI-TB | yes | no | no | wired
SIG-001690 | AO | Speed reference 01691 | G-0190 | AREA-03 | RED-000423 | B | duty | CBL-000846 | 1 | SYN-AO-CHARM | SYN-AO-TB | yes | yes | yes | loop_checked
SIG-001691 | AO | Pressure setpoint 01692 | G-0191 | AREA-04 |  |  | standby | CBL-000846 | 2 | SYN-AO-CHARM | SYN-AO-TB | yes | yes | yes | unwired
SIG-001692 | AI | Process temperature 01693 | G-0192 | AREA-05 | RED-000424 | A | duty | CBL-000847 | 1 | SYN-AI-CHARM | SYN-AI-TB | yes | no | no | wired
SIG-001693 | AI | Suction pressure 01694 | G-0193 | AREA-06 |  |  | standby | CBL-000847 | 2 | SYN-AI-CHARM | SYN-AI-TB | yes | no | no | wired
SIG-001694 | AI | Tank level 01695 | G-0194 | AREA-07 | RED-000424 | B | duty | CBL-000848 | 1 | SYN-AI-CHARM | SYN-AI-TB | yes | no | no | unwired
SIG-001695 | AI | Flow rate 01696 | G-0195 | AREA-08 |  |  | standby | CBL-000848 | 2 | SYN-AI-CHARM | SYN-AI-TB | yes | no | no | wired
SIG-001696 | DI | Valve open limit 01697 | G-0196 | AREA-01 | RED-000425 | A | duty | CBL-000849 | 1 | SYN-DI-CHARM | SYN-DI-TB | no | no | no | unwired
SIG-001697 | DI | High level switch 01698 | G-0197 | AREA-02 |  |  | standby | CBL-000849 | 2 | SYN-DI-CHARM | SYN-DI-TB | no | no | no | wired
SIG-001698 | AI | Tank level 01699 | G-0198 | AREA-03 | RED-000425 | B | duty | CBL-000850 | 1 | SYN-AI-CHARM | SYN-AI-TB | yes | no | no | loop_checked
SIG-001699 | AI | Flow rate 01700 | G-0199 | AREA-04 |  |  | standby | CBL-000850 | 2 | SYN-AI-CHARM | SYN-AI-TB | yes | no | no | unwired
SIG-001700 | DI | High level switch 01701 | G-0200 | AREA-05 | RED-000426 | A | duty | CBL-000851 | 1 | SYN-DI-CHARM | SYN-DI-TB | no | no | no | unwired
SIG-001701 | DI | Motor running feedback 01702 | G-0201 | AREA-06 |  |  | standby | CBL-000851 | 2 | SYN-DI-CHARM | SYN-DI-TB | no | no | no | wired
SIG-001702 | AI | Tank level 01703 | G-0202 | AREA-07 | RED-000426 | B | duty | CBL-000852 | 1 | SYN-AI-CHARM | SYN-AI-TB | yes | no | no | unwired
SIG-001703 | AI | Flow rate 01704 | G-0203 | AREA-08 |  |  | standby | CBL-000852 | 2 | SYN-AI-CHARM | SYN-AI-TB | yes | no | no | unwired
SIG-001704 | DO | Motor start command 01705 | G-0204 | AREA-01 | RED-000427 | A | duty | CBL-000853 | 1 | SYN-DO-CHARM | SYN-DO-TB | no | yes | no | unwired
SIG-001705 | DO | Solenoid command 01706 | G-0205 | AREA-02 |  |  | standby | CBL-000853 | 2 | SYN-DO-CHARM | SYN-DO-TB | no | yes | no | wired
SIG-001706 | DI | High level switch 01707 | G-0206 | AREA-03 | RED-000427 | B | duty | CBL-000854 | 1 | SYN-DI-CHARM | SYN-DI-TB | no | no | no | unwired
SIG-001707 | DI | Motor running feedback 01708 | G-0207 | AREA-04 |  |  | standby | CBL-000854 | 2 | SYN-DI-CHARM | SYN-DI-TB | no | no | no | unwired
SIG-001708 | AI | Process temperature 01709 | G-0208 | AREA-05 | RED-000428 | A | duty | CBL-000855 | 1 | SYN-AI-CHARM | SYN-AI-TB | yes | no | no | wired
SIG-001709 | AI | Suction pressure 01710 | G-0209 | AREA-06 |  |  | standby | CBL-000855 | 2 | SYN-AI-CHARM | SYN-AI-TB | yes | no | no | wired
SIG-001710 | AO | Control valve demand 01711 | G-0210 | AREA-07 | RED-000428 | B | duty | CBL-000856 | 1 | SYN-AO-CHARM | SYN-AO-TB | yes | yes | yes | loop_checked
SIG-001711 | AO | Speed reference 01712 | G-0211 | AREA-08 |  |  | standby | CBL-000856 | 2 | SYN-AO-CHARM | SYN-AO-TB | yes | yes | yes | unwired
SIG-001712 | AI | Process temperature 01713 | G-0212 | AREA-01 | RED-000429 | A | duty | CBL-000857 | 1 | SYN-AI-CHARM | SYN-AI-TB | yes | no | no | unwired
SIG-001713 | AI | Suction pressure 01714 | G-0213 | AREA-02 |  |  | standby | CBL-000857 | 2 | SYN-AI-CHARM | SYN-AI-TB | yes | no | no | unwired
SIG-001714 | DO | Solenoid command 01715 | G-0214 | AREA-03 | RED-000429 | B | duty | CBL-000858 | 1 | SYN-DO-CHARM | SYN-DO-TB | no | yes | no | loop_checked
SIG-001715 | DO | Alarm reset output 01716 | G-0215 | AREA-04 |  |  | standby | CBL-000858 | 2 | SYN-DO-CHARM | SYN-DO-TB | no | yes | no | unwired
SIG-001716 | AO | Control valve demand 01717 | G-0216 | AREA-05 | RED-000430 | A | duty | CBL-000859 | 1 | SYN-AO-CHARM | SYN-AO-TB | yes | yes | yes | unwired
SIG-001717 | AO | Speed reference 01718 | G-0217 | AREA-06 |  |  | standby | CBL-000859 | 2 | SYN-AO-CHARM | SYN-AO-TB | yes | yes | yes | loop_checked
SIG-001718 | AO | Pressure setpoint 01719 | G-0218 | AREA-07 | RED-000430 | B | duty | CBL-000860 | 1 | SYN-AO-CHARM | SYN-AO-TB | yes | yes | yes | wired
SIG-001719 | AO | Control valve demand 01720 | G-0219 | AREA-08 |  |  | standby | CBL-000860 | 2 | SYN-AO-CHARM | SYN-AO-TB | yes | yes | yes | loop_checked
SIG-001720 | DI | Valve open limit 01721 | G-0220 | AREA-01 | RED-000431 | A | duty | CBL-000861 | 1 | SYN-DI-CHARM | SYN-DI-TB | no | no | no | loop_checked
SIG-001721 | DI | High level switch 01722 | G-0221 | AREA-02 |  |  | standby | CBL-000861 | 2 | SYN-DI-CHARM | SYN-DI-TB | no | no | no | wired
SIG-001722 | AI | Tank level 01723 | G-0222 | AREA-03 | RED-000431 | B | duty | CBL-000862 | 1 | SYN-AI-CHARM | SYN-AI-TB | yes | no | no | unwired
SIG-001723 | AI | Flow rate 01724 | G-0223 | AREA-04 |  |  | standby | CBL-000862 | 2 | SYN-AI-CHARM | SYN-AI-TB | yes | no | no | loop_checked
SIG-001724 | DI | High level switch 01725 | G-0224 | AREA-05 | RED-000432 | A | duty | CBL-000863 | 1 | SYN-DI-CHARM | SYN-DI-TB | no | no | no | wired
SIG-001725 | DI | Motor running feedback 01726 | G-0225 | AREA-06 |  |  | standby | CBL-000863 | 2 | SYN-DI-CHARM | SYN-DI-TB | no | no | no | wired
SIG-001726 | DO | Solenoid command 01727 | G-0226 | AREA-07 | RED-000432 | B | duty | CBL-000864 | 1 | SYN-DO-CHARM | SYN-DO-TB | no | yes | no | wired
SIG-001727 | DO | Alarm reset output 01728 | G-0227 | AREA-08 |  |  | standby | CBL-000864 | 2 | SYN-DO-CHARM | SYN-DO-TB | no | yes | no | unwired
SIG-001728 | DI | Motor running feedback 01729 | G-0228 | AREA-01 | RED-000433 | A | duty | CBL-000865 | 1 | SYN-DI-CHARM | SYN-DI-TB | no | no | no | wired
SIG-001729 | DI | Valve open limit 01730 | G-0229 | AREA-02 |  |  | standby | CBL-000865 | 2 | SYN-DI-CHARM | SYN-DI-TB | no | no | no | wired
SIG-001730 | DI | High level switch 01731 | G-0230 | AREA-03 | RED-000433 | B | duty | CBL-000866 | 1 | SYN-DI-CHARM | SYN-DI-TB | no | no | no | wired
SIG-001731 | DI | Motor running feedback 01732 | G-0231 | AREA-04 |  |  | standby | CBL-000866 | 2 | SYN-DI-CHARM | SYN-DI-TB | no | no | no | unwired
SIG-001732 | DO | Solenoid command 01733 | G-0232 | AREA-05 | RED-000434 | A | duty | CBL-000867 | 1 | SYN-DO-CHARM | SYN-DO-TB | no | yes | no | wired
SIG-001733 | DO | Alarm reset output 01734 | G-0233 | AREA-06 |  |  | standby | CBL-000867 | 2 | SYN-DO-CHARM | SYN-DO-TB | no | yes | no | fat_tested
SIG-001734 | AI | Tank level 01735 | G-0234 | AREA-07 | RED-000434 | B | duty | CBL-000868 | 1 | SYN-AI-CHARM | SYN-AI-TB | yes | no | no | unwired
SIG-001735 | AI | Flow rate 01736 | G-0235 | AREA-08 |  |  | standby | CBL-000868 | 2 | SYN-AI-CHARM | SYN-AI-TB | yes | no | no | wired
SIG-001736 | AI | Process temperature 01737 | G-0236 | AREA-01 | RED-000435 | A | duty | CBL-000869 | 1 | SYN-AI-CHARM | SYN-AI-TB | yes | no | no | unwired
SIG-001737 | AI | Suction pressure 01738 | G-0237 | AREA-02 |  |  | standby | CBL-000869 | 2 | SYN-AI-CHARM | SYN-AI-TB | yes | no | no | fat_tested
SIG-001738 | DI | Valve open limit 01739 | G-0238 | AREA-03 | RED-000435 | B | duty | CBL-000870 | 1 | SYN-DI-CHARM | SYN-DI-TB | no | no | no | unwired
SIG-001739 | DI | High level switch 01740 | G-0239 | AREA-04 |  |  | standby | CBL-000870 | 2 | SYN-DI-CHARM | SYN-DI-TB | no | no | no | unwired
SIG-001740 | DI | Motor running feedback 01741 | G-0240 | AREA-05 | RED-000436 | A | duty | CBL-000871 | 1 | SYN-DI-CHARM | SYN-DI-TB | no | no | no | wired
SIG-001741 | DI | Valve open limit 01742 | G-0241 | AREA-06 |  |  | standby | CBL-000871 | 2 | SYN-DI-CHARM | SYN-DI-TB | no | no | no | unwired
SIG-001742 | DI | High level switch 01743 | G-0242 | AREA-07 | RED-000436 | B | duty | CBL-000872 | 1 | SYN-DI-CHARM | SYN-DI-TB | no | no | no | fat_tested
SIG-001743 | DI | Motor running feedback 01744 | G-0243 | AREA-08 |  |  | standby | CBL-000872 | 2 | SYN-DI-CHARM | SYN-DI-TB | no | no | no | unwired
SIG-001744 | AI | Process temperature 01745 | G-0244 | AREA-01 | RED-000437 | A | duty | CBL-000873 | 1 | SYN-AI-CHARM | SYN-AI-TB | yes | no | no | unwired
SIG-001745 | AI | Suction pressure 01746 | G-0245 | AREA-02 |  |  | standby | CBL-000873 | 2 | SYN-AI-CHARM | SYN-AI-TB | yes | no | no | wired
SIG-001746 | AI | Tank level 01747 | G-0246 | AREA-03 | RED-000437 | B | duty | CBL-000874 | 1 | SYN-AI-CHARM | SYN-AI-TB | yes | no | no | unwired
SIG-001747 | AI | Flow rate 01748 | G-0247 | AREA-04 |  |  | standby | CBL-000874 | 2 | SYN-AI-CHARM | SYN-AI-TB | yes | no | no | wired
SIG-001748 | AI | Process temperature 01749 | G-0248 | AREA-05 | RED-000438 | A | duty | CBL-000875 | 1 | SYN-AI-CHARM | SYN-AI-TB | yes | no | no | wired
SIG-001749 | AI | Suction pressure 01750 | G-0249 | AREA-06 |  |  | standby | CBL-000875 | 2 | SYN-AI-CHARM | SYN-AI-TB | yes | no | no | loop_checked
SIG-001750 | DI | Valve open limit 01751 | G-0000 | AREA-07 | RED-000438 | B | duty | CBL-000876 | 1 | SYN-DI-CHARM | SYN-DI-TB | no | no | no | unwired
SIG-001751 | DI | High level switch 01752 | G-0001 | AREA-08 |  |  | standby | CBL-000876 | 2 | SYN-DI-CHARM | SYN-DI-TB | no | no | no | unwired
SIG-001752 | AI | Process temperature 01753 | G-0002 | AREA-01 | RED-000439 | A | duty | CBL-000877 | 1 | SYN-AI-CHARM | SYN-AI-TB | yes | no | no | wired
SIG-001753 | AI | Suction pressure 01754 | G-0003 | AREA-02 |  |  | standby | CBL-000877 | 2 | SYN-AI-CHARM | SYN-AI-TB | yes | no | no | unwired
SIG-001754 | AI | Tank level 01755 | G-0004 | AREA-03 | RED-000439 | B | duty | CBL-000878 | 1 | SYN-AI-CHARM | SYN-AI-TB | yes | no | no | wired
SIG-001755 | AI | Flow rate 01756 | G-0005 | AREA-04 |  |  | standby | CBL-000878 | 2 | SYN-AI-CHARM | SYN-AI-TB | yes | no | no | unwired
SIG-001756 | DI | Valve open limit 01757 | G-0006 | AREA-05 | RED-000440 | A | duty | CBL-000879 | 1 | SYN-DI-CHARM | SYN-DI-TB | no | no | no | unwired
SIG-001757 | DI | High level switch 01758 | G-0007 | AREA-06 |  |  | standby | CBL-000879 | 2 | SYN-DI-CHARM | SYN-DI-TB | no | no | no | unwired
SIG-001758 | AI | Tank level 01759 | G-0008 | AREA-07 | RED-000440 | B | duty | CBL-000880 | 1 | SYN-AI-CHARM | SYN-AI-TB | yes | no | no | unwired
SIG-001759 | AI | Flow rate 01760 | G-0009 | AREA-08 |  |  | standby | CBL-000880 | 2 | SYN-AI-CHARM | SYN-AI-TB | yes | no | no | fat_tested
SIG-001760 | DI | High level switch 01761 | G-0010 | AREA-01 | RED-000441 | A | duty | CBL-000881 | 1 | SYN-DI-CHARM | SYN-DI-TB | no | no | no | wired
SIG-001761 | DI | Motor running feedback 01762 | G-0011 | AREA-02 |  |  | standby | CBL-000881 | 2 | SYN-DI-CHARM | SYN-DI-TB | no | no | no | unwired
SIG-001762 | AI | Tank level 01763 | G-0012 | AREA-03 | RED-000441 | B | duty | CBL-000882 | 1 | SYN-AI-CHARM | SYN-AI-TB | yes | no | no | unwired
SIG-001763 | AI | Flow rate 01764 | G-0013 | AREA-04 |  |  | standby | CBL-000882 | 2 | SYN-AI-CHARM | SYN-AI-TB | yes | no | no | unwired
SIG-001764 | DI | Motor running feedback 01765 | G-0014 | AREA-05 | RED-000442 | A | duty | CBL-000883 | 1 | SYN-DI-CHARM | SYN-DI-TB | no | no | no | unwired
SIG-001765 | DI | Valve open limit 01766 | G-0015 | AREA-06 |  |  | standby | CBL-000883 | 2 | SYN-DI-CHARM | SYN-DI-TB | no | no | no | unwired
SIG-001766 | DI | High level switch 01767 | G-0016 | AREA-07 | RED-000442 | B | duty | CBL-000884 | 1 | SYN-DI-CHARM | SYN-DI-TB | no | no | no | unwired
SIG-001767 | DI | Motor running feedback 01768 | G-0017 | AREA-08 |  |  | standby | CBL-000884 | 2 | SYN-DI-CHARM | SYN-DI-TB | no | no | no | unwired
SIG-001768 | DO | Solenoid command 01769 | G-0018 | AREA-01 | RED-000443 | A | duty | CBL-000885 | 1 | SYN-DO-CHARM | SYN-DO-TB | no | yes | no | wired
SIG-001769 | DO | Alarm reset output 01770 | G-0019 | AREA-02 |  |  | standby | CBL-000885 | 2 | SYN-DO-CHARM | SYN-DO-TB | no | yes | no | wired
SIG-001770 | AO | Control valve demand 01771 | G-0020 | AREA-03 | RED-000443 | B | duty | CBL-000886 | 1 | SYN-AO-CHARM | SYN-AO-TB | yes | yes | yes | unwired
SIG-001771 | AO | Speed reference 01772 | G-0021 | AREA-04 |  |  | standby | CBL-000886 | 2 | SYN-AO-CHARM | SYN-AO-TB | yes | yes | yes | fat_tested
SIG-001772 | AO | Pressure setpoint 01773 | G-0022 | AREA-05 | RED-000444 | A | duty | CBL-000887 | 1 | SYN-AO-CHARM | SYN-AO-TB | yes | yes | yes | loop_checked
SIG-001773 | AO | Control valve demand 01774 | G-0023 | AREA-06 |  |  | standby | CBL-000887 | 2 | SYN-AO-CHARM | SYN-AO-TB | yes | yes | yes | loop_checked
SIG-001774 | DO | Solenoid command 01775 | G-0024 | AREA-07 | RED-000444 | B | duty | CBL-000888 | 1 | SYN-DO-CHARM | SYN-DO-TB | no | yes | no | unwired
SIG-001775 | DO | Alarm reset output 01776 | G-0025 | AREA-08 |  |  | standby | CBL-000888 | 2 | SYN-DO-CHARM | SYN-DO-TB | no | yes | no | wired
SIG-001776 | AI | Process temperature 01777 | G-0026 | AREA-01 | RED-000445 | A | duty | CBL-000889 | 1 | SYN-AI-CHARM | SYN-AI-TB | yes | no | no | fat_tested
SIG-001777 | AI | Suction pressure 01778 | G-0027 | AREA-02 |  |  | standby | CBL-000889 | 2 | SYN-AI-CHARM | SYN-AI-TB | yes | no | no | wired
SIG-001778 | DO | Alarm reset output 01779 | G-0028 | AREA-03 | RED-000445 | B | duty | CBL-000890 | 1 | SYN-DO-CHARM | SYN-DO-TB | no | yes | no | unwired
SIG-001779 | DO | Motor start command 01780 | G-0029 | AREA-04 |  |  | standby | CBL-000890 | 2 | SYN-DO-CHARM | SYN-DO-TB | no | yes | no | loop_checked
SIG-001780 | DI | Valve open limit 01781 | G-0030 | AREA-05 | RED-000446 | A | duty | CBL-000891 | 1 | SYN-DI-CHARM | SYN-DI-TB | no | no | no | unwired
SIG-001781 | DI | High level switch 01782 | G-0031 | AREA-06 |  |  | standby | CBL-000891 | 2 | SYN-DI-CHARM | SYN-DI-TB | no | no | no | unwired
SIG-001782 | DI | Motor running feedback 01783 | G-0032 | AREA-07 | RED-000446 | B | duty | CBL-000892 | 1 | SYN-DI-CHARM | SYN-DI-TB | no | no | no | unwired
SIG-001783 | DI | Valve open limit 01784 | G-0033 | AREA-08 |  |  | standby | CBL-000892 | 2 | SYN-DI-CHARM | SYN-DI-TB | no | no | no | loop_checked
SIG-001784 | AI | Process temperature 01785 | G-0034 | AREA-01 | RED-000447 | A | duty | CBL-000893 | 1 | SYN-AI-CHARM | SYN-AI-TB | yes | no | no | unwired
SIG-001785 | AI | Suction pressure 01786 | G-0035 | AREA-02 |  |  | standby | CBL-000893 | 2 | SYN-AI-CHARM | SYN-AI-TB | yes | no | no | unwired
SIG-001786 | DO | Solenoid command 01787 | G-0036 | AREA-03 | RED-000447 | B | duty | CBL-000894 | 1 | SYN-DO-CHARM | SYN-DO-TB | no | yes | no | loop_checked
SIG-001787 | DO | Alarm reset output 01788 | G-0037 | AREA-04 |  |  | standby | CBL-000894 | 2 | SYN-DO-CHARM | SYN-DO-TB | no | yes | no | unwired
SIG-001788 | DI | Motor running feedback 01789 | G-0038 | AREA-05 | RED-000448 | A | duty | CBL-000895 | 1 | SYN-DI-CHARM | SYN-DI-TB | no | no | no | unwired
SIG-001789 | DI | Valve open limit 01790 | G-0039 | AREA-06 |  |  | standby | CBL-000895 | 2 | SYN-DI-CHARM | SYN-DI-TB | no | no | no | loop_checked
SIG-001790 | DI | High level switch 01791 | G-0040 | AREA-07 | RED-000448 | B | duty | CBL-000896 | 1 | SYN-DI-CHARM | SYN-DI-TB | no | no | no | fat_tested
SIG-001791 | DI | Motor running feedback 01792 | G-0041 | AREA-08 |  |  | standby | CBL-000896 | 2 | SYN-DI-CHARM | SYN-DI-TB | no | no | no | loop_checked
SIG-001792 | AI | Process temperature 01793 | G-0042 | AREA-01 | RED-000449 | A | duty | CBL-000897 | 1 | SYN-AI-CHARM | SYN-AI-TB | yes | no | no | wired
SIG-001793 | AI | Suction pressure 01794 | G-0043 | AREA-02 |  |  | standby | CBL-000897 | 2 | SYN-AI-CHARM | SYN-AI-TB | yes | no | no | unwired
SIG-001794 | DI | Motor running feedback 01795 | G-0044 | AREA-03 | RED-000449 | B | duty | CBL-000898 | 1 | SYN-DI-CHARM | SYN-DI-TB | no | no | no | unwired
SIG-001795 | DI | Valve open limit 01796 | G-0045 | AREA-04 |  |  | standby | CBL-000898 | 2 | SYN-DI-CHARM | SYN-DI-TB | no | no | no | unwired
SIG-001796 | DO | Alarm reset output 01797 | G-0046 | AREA-05 | RED-000450 | A | duty | CBL-000899 | 1 | SYN-DO-CHARM | SYN-DO-TB | no | yes | no | loop_checked
SIG-001797 | DO | Motor start command 01798 | G-0047 | AREA-06 |  |  | standby | CBL-000899 | 2 | SYN-DO-CHARM | SYN-DO-TB | no | yes | no | wired
SIG-001798 | AI | Tank level 01799 | G-0048 | AREA-07 | RED-000450 | B | duty | CBL-000900 | 1 | SYN-AI-CHARM | SYN-AI-TB | yes | no | no | fat_tested
SIG-001799 | AI | Flow rate 01800 | G-0049 | AREA-08 |  |  | standby | CBL-000900 | 2 | SYN-AI-CHARM | SYN-AI-TB | yes | no | no | loop_checked
SIG-001800 | AO | Control valve demand 01801 | G-0050 | AREA-01 | RED-000451 | A | duty | CBL-000901 | 1 | SYN-AO-CHARM | SYN-AO-TB | yes | yes | yes | unwired
SIG-001801 | AO | Speed reference 01802 | G-0051 | AREA-02 |  |  | standby | CBL-000901 | 2 | SYN-AO-CHARM | SYN-AO-TB | yes | yes | yes | unwired
SIG-001802 | DI | High level switch 01803 | G-0052 | AREA-03 | RED-000451 | B | duty | CBL-000902 | 1 | SYN-DI-CHARM | SYN-DI-TB | no | no | no | unwired
SIG-001803 | DI | Motor running feedback 01804 | G-0053 | AREA-04 |  |  | standby | CBL-000902 | 2 | SYN-DI-CHARM | SYN-DI-TB | no | no | no | unwired
SIG-001804 | DO | Solenoid command 01805 | G-0054 | AREA-05 | RED-000452 | A | duty | CBL-000903 | 1 | SYN-DO-CHARM | SYN-DO-TB | no | yes | no | wired
SIG-001805 | DO | Alarm reset output 01806 | G-0055 | AREA-06 |  |  | standby | CBL-000903 | 2 | SYN-DO-CHARM | SYN-DO-TB | no | yes | no | loop_checked
SIG-001806 | AO | Control valve demand 01807 | G-0056 | AREA-07 | RED-000452 | B | duty | CBL-000904 | 1 | SYN-AO-CHARM | SYN-AO-TB | yes | yes | yes | unwired
SIG-001807 | AO | Speed reference 01808 | G-0057 | AREA-08 |  |  | standby | CBL-000904 | 2 | SYN-AO-CHARM | SYN-AO-TB | yes | yes | yes | loop_checked
SIG-001808 | DO | Alarm reset output 01809 | G-0058 | AREA-01 | RED-000453 | A | duty | CBL-000905 | 1 | SYN-DO-CHARM | SYN-DO-TB | no | yes | no | unwired
SIG-001809 | DO | Motor start command 01810 | G-0059 | AREA-02 |  |  | standby | CBL-000905 | 2 | SYN-DO-CHARM | SYN-DO-TB | no | yes | no | unwired
SIG-001810 | AI | Tank level 01811 | G-0060 | AREA-03 | RED-000453 | B | duty | CBL-000906 | 1 | SYN-AI-CHARM | SYN-AI-TB | yes | no | no | loop_checked
SIG-001811 | AI | Flow rate 01812 | G-0061 | AREA-04 |  |  | standby | CBL-000906 | 2 | SYN-AI-CHARM | SYN-AI-TB | yes | no | no | wired
SIG-001812 | AI | Process temperature 01813 | G-0062 | AREA-05 | RED-000454 | A | duty | CBL-000907 | 1 | SYN-AI-CHARM | SYN-AI-TB | yes | no | no | unwired
SIG-001813 | AI | Suction pressure 01814 | G-0063 | AREA-06 |  |  | standby | CBL-000907 | 2 | SYN-AI-CHARM | SYN-AI-TB | yes | no | no | unwired
SIG-001814 | AI | Tank level 01815 | G-0064 | AREA-07 | RED-000454 | B | duty | CBL-000908 | 1 | SYN-AI-CHARM | SYN-AI-TB | yes | no | no | unwired
SIG-001815 | AI | Flow rate 01816 | G-0065 | AREA-08 |  |  | standby | CBL-000908 | 2 | SYN-AI-CHARM | SYN-AI-TB | yes | no | no | unwired
SIG-001816 | DI | Valve open limit 01817 | G-0066 | AREA-01 | RED-000455 | A | duty | CBL-000909 | 1 | SYN-DI-CHARM | SYN-DI-TB | no | no | no | unwired
SIG-001817 | DI | High level switch 01818 | G-0067 | AREA-02 |  |  | standby | CBL-000909 | 2 | SYN-DI-CHARM | SYN-DI-TB | no | no | no | loop_checked
SIG-001818 | AI | Tank level 01819 | G-0068 | AREA-03 | RED-000455 | B | duty | CBL-000910 | 1 | SYN-AI-CHARM | SYN-AI-TB | yes | no | no | unwired
SIG-001819 | AI | Flow rate 01820 | G-0069 | AREA-04 |  |  | standby | CBL-000910 | 2 | SYN-AI-CHARM | SYN-AI-TB | yes | no | no | unwired
SIG-001820 | DI | High level switch 01821 | G-0070 | AREA-05 | RED-000456 | A | duty | CBL-000911 | 1 | SYN-DI-CHARM | SYN-DI-TB | no | no | no | unwired
SIG-001821 | DI | Motor running feedback 01822 | G-0071 | AREA-06 |  |  | standby | CBL-000911 | 2 | SYN-DI-CHARM | SYN-DI-TB | no | no | no | fat_tested
SIG-001822 | DI | Valve open limit 01823 | G-0072 | AREA-07 | RED-000456 | B | duty | CBL-000912 | 1 | SYN-DI-CHARM | SYN-DI-TB | no | no | no | loop_checked
SIG-001823 | DI | High level switch 01824 | G-0073 | AREA-08 |  |  | standby | CBL-000912 | 2 | SYN-DI-CHARM | SYN-DI-TB | no | no | no | wired
SIG-001824 | DO | Motor start command 01825 | G-0074 | AREA-01 | RED-000457 | A | duty | CBL-000913 | 1 | SYN-DO-CHARM | SYN-DO-TB | no | yes | no | unwired
SIG-001825 | DO | Solenoid command 01826 | G-0075 | AREA-02 |  |  | standby | CBL-000913 | 2 | SYN-DO-CHARM | SYN-DO-TB | no | yes | no | unwired
SIG-001826 | DI | High level switch 01827 | G-0076 | AREA-03 | RED-000457 | B | duty | CBL-000914 | 1 | SYN-DI-CHARM | SYN-DI-TB | no | no | no | unwired
SIG-001827 | DI | Motor running feedback 01828 | G-0077 | AREA-04 |  |  | standby | CBL-000914 | 2 | SYN-DI-CHARM | SYN-DI-TB | no | no | no | unwired
SIG-001828 | AI | Process temperature 01829 | G-0078 | AREA-05 | RED-000458 | A | duty | CBL-000915 | 1 | SYN-AI-CHARM | SYN-AI-TB | yes | no | no | wired
SIG-001829 | AI | Suction pressure 01830 | G-0079 | AREA-06 |  |  | standby | CBL-000915 | 2 | SYN-AI-CHARM | SYN-AI-TB | yes | no | no | unwired
SIG-001830 | AI | Tank level 01831 | G-0080 | AREA-07 | RED-000458 | B | duty | CBL-000916 | 1 | SYN-AI-CHARM | SYN-AI-TB | yes | no | no | loop_checked
SIG-001831 | AI | Flow rate 01832 | G-0081 | AREA-08 |  |  | standby | CBL-000916 | 2 | SYN-AI-CHARM | SYN-AI-TB | yes | no | no | wired
SIG-001832 | AI | Process temperature 01833 | G-0082 | AREA-01 | RED-000459 | A | duty | CBL-000917 | 1 | SYN-AI-CHARM | SYN-AI-TB | yes | no | no | fat_tested
SIG-001833 | AI | Suction pressure 01834 | G-0083 | AREA-02 |  |  | standby | CBL-000917 | 2 | SYN-AI-CHARM | SYN-AI-TB | yes | no | no | unwired
SIG-001834 | AI | Tank level 01835 | G-0084 | AREA-03 | RED-000459 | B | duty | CBL-000918 | 1 | SYN-AI-CHARM | SYN-AI-TB | yes | no | no | unwired
SIG-001835 | AI | Flow rate 01836 | G-0085 | AREA-04 |  |  | standby | CBL-000918 | 2 | SYN-AI-CHARM | SYN-AI-TB | yes | no | no | unwired
SIG-001836 | DO | Motor start command 01837 | G-0086 | AREA-05 | RED-000460 | A | duty | CBL-000919 | 1 | SYN-DO-CHARM | SYN-DO-TB | no | yes | no | unwired
SIG-001837 | DO | Solenoid command 01838 | G-0087 | AREA-06 |  |  | standby | CBL-000919 | 2 | SYN-DO-CHARM | SYN-DO-TB | no | yes | no | loop_checked
SIG-001838 | DO | Alarm reset output 01839 | G-0088 | AREA-07 | RED-000460 | B | duty | CBL-000920 | 1 | SYN-DO-CHARM | SYN-DO-TB | no | yes | no | loop_checked
SIG-001839 | DO | Motor start command 01840 | G-0089 | AREA-08 |  |  | standby | CBL-000920 | 2 | SYN-DO-CHARM | SYN-DO-TB | no | yes | no | unwired
SIG-001840 | DI | Valve open limit 01841 | G-0090 | AREA-01 | RED-000461 | A | duty | CBL-000921 | 1 | SYN-DI-CHARM | SYN-DI-TB | no | no | no | loop_checked
SIG-001841 | DI | High level switch 01842 | G-0091 | AREA-02 |  |  | standby | CBL-000921 | 2 | SYN-DI-CHARM | SYN-DI-TB | no | no | no | unwired
SIG-001842 | DI | Motor running feedback 01843 | G-0092 | AREA-03 | RED-000461 | B | duty | CBL-000922 | 1 | SYN-DI-CHARM | SYN-DI-TB | no | no | no | wired
SIG-001843 | DI | Valve open limit 01844 | G-0093 | AREA-04 |  |  | standby | CBL-000922 | 2 | SYN-DI-CHARM | SYN-DI-TB | no | no | no | unwired
SIG-001844 | DO | Alarm reset output 01845 | G-0094 | AREA-05 | RED-000462 | A | duty | CBL-000923 | 1 | SYN-DO-CHARM | SYN-DO-TB | no | yes | no | unwired
SIG-001845 | DO | Motor start command 01846 | G-0095 | AREA-06 |  |  | standby | CBL-000923 | 2 | SYN-DO-CHARM | SYN-DO-TB | no | yes | no | unwired
SIG-001846 | DI | Valve open limit 01847 | G-0096 | AREA-07 | RED-000462 | B | duty | CBL-000924 | 1 | SYN-DI-CHARM | SYN-DI-TB | no | no | no | unwired
SIG-001847 | DI | High level switch 01848 | G-0097 | AREA-08 |  |  | standby | CBL-000924 | 2 | SYN-DI-CHARM | SYN-DI-TB | no | no | no | wired
SIG-001848 | DO | Motor start command 01849 | G-0098 | AREA-01 | RED-000463 | A | duty | CBL-000925 | 1 | SYN-DO-CHARM | SYN-DO-TB | no | yes | no | unwired
SIG-001849 | DO | Solenoid command 01850 | G-0099 | AREA-02 |  |  | standby | CBL-000925 | 2 | SYN-DO-CHARM | SYN-DO-TB | no | yes | no | wired
SIG-001850 | DI | High level switch 01851 | G-0100 | AREA-03 | RED-000463 | B | duty | CBL-000926 | 1 | SYN-DI-CHARM | SYN-DI-TB | no | no | no | unwired
SIG-001851 | DI | Motor running feedback 01852 | G-0101 | AREA-04 |  |  | standby | CBL-000926 | 2 | SYN-DI-CHARM | SYN-DI-TB | no | no | no | unwired
SIG-001852 | DO | Solenoid command 01853 | G-0102 | AREA-05 | RED-000464 | A | duty | CBL-000927 | 1 | SYN-DO-CHARM | SYN-DO-TB | no | yes | no | wired
SIG-001853 | DO | Alarm reset output 01854 | G-0103 | AREA-06 |  |  | standby | CBL-000927 | 2 | SYN-DO-CHARM | SYN-DO-TB | no | yes | no | loop_checked
SIG-001854 | DI | Motor running feedback 01855 | G-0104 | AREA-07 | RED-000464 | B | duty | CBL-000928 | 1 | SYN-DI-CHARM | SYN-DI-TB | no | no | no | unwired
SIG-001855 | DI | Valve open limit 01856 | G-0105 | AREA-08 |  |  | standby | CBL-000928 | 2 | SYN-DI-CHARM | SYN-DI-TB | no | no | no | unwired
SIG-001856 | DI | High level switch 01857 | G-0106 | AREA-01 | RED-000465 | A | duty | CBL-000929 | 1 | SYN-DI-CHARM | SYN-DI-TB | no | no | no | wired
SIG-001857 | DI | Motor running feedback 01858 | G-0107 | AREA-02 |  |  | standby | CBL-000929 | 2 | SYN-DI-CHARM | SYN-DI-TB | no | no | no | fat_tested
SIG-001858 | DI | Valve open limit 01859 | G-0108 | AREA-03 | RED-000465 | B | duty | CBL-000930 | 1 | SYN-DI-CHARM | SYN-DI-TB | no | no | no | unwired
SIG-001859 | DI | High level switch 01860 | G-0109 | AREA-04 |  |  | standby | CBL-000930 | 2 | SYN-DI-CHARM | SYN-DI-TB | no | no | no | wired
SIG-001860 | DO | Motor start command 01861 | G-0110 | AREA-05 | RED-000466 | A | duty | CBL-000931 | 1 | SYN-DO-CHARM | SYN-DO-TB | no | yes | no | unwired
SIG-001861 | DO | Solenoid command 01862 | G-0111 | AREA-06 |  |  | standby | CBL-000931 | 2 | SYN-DO-CHARM | SYN-DO-TB | no | yes | no | unwired
SIG-001862 | DO | Alarm reset output 01863 | G-0112 | AREA-07 | RED-000466 | B | duty | CBL-000932 | 1 | SYN-DO-CHARM | SYN-DO-TB | no | yes | no | wired
SIG-001863 | DO | Motor start command 01864 | G-0113 | AREA-08 |  |  | standby | CBL-000932 | 2 | SYN-DO-CHARM | SYN-DO-TB | no | yes | no | unwired
SIG-001864 | DO | Solenoid command 01865 | G-0114 | AREA-01 | RED-000467 | A | duty | CBL-000933 | 1 | SYN-DO-CHARM | SYN-DO-TB | no | yes | no | unwired
SIG-001865 | DO | Alarm reset output 01866 | G-0115 | AREA-02 |  |  | standby | CBL-000933 | 2 | SYN-DO-CHARM | SYN-DO-TB | no | yes | no | unwired
SIG-001866 | DI | Motor running feedback 01867 | G-0116 | AREA-03 | RED-000467 | B | duty | CBL-000934 | 1 | SYN-DI-CHARM | SYN-DI-TB | no | no | no | wired
SIG-001867 | DI | Valve open limit 01868 | G-0117 | AREA-04 |  |  | standby | CBL-000934 | 2 | SYN-DI-CHARM | SYN-DI-TB | no | no | no | unwired
SIG-001868 | DI | High level switch 01869 | G-0118 | AREA-05 | RED-000468 | A | duty | CBL-000935 | 1 | SYN-DI-CHARM | SYN-DI-TB | no | no | no | wired
SIG-001869 | DI | Motor running feedback 01870 | G-0119 | AREA-06 |  |  | standby | CBL-000935 | 2 | SYN-DI-CHARM | SYN-DI-TB | no | no | no | unwired
SIG-001870 | DI | Valve open limit 01871 | G-0120 | AREA-07 | RED-000468 | B | duty | CBL-000936 | 1 | SYN-DI-CHARM | SYN-DI-TB | no | no | no | unwired
SIG-001871 | DI | High level switch 01872 | G-0121 | AREA-08 |  |  | standby | CBL-000936 | 2 | SYN-DI-CHARM | SYN-DI-TB | no | no | no | wired
SIG-001872 | DI | Motor running feedback 01873 | G-0122 | AREA-01 | RED-000469 | A | duty | CBL-000937 | 1 | SYN-DI-CHARM | SYN-DI-TB | no | no | no | unwired
SIG-001873 | DI | Valve open limit 01874 | G-0123 | AREA-02 |  |  | standby | CBL-000937 | 2 | SYN-DI-CHARM | SYN-DI-TB | no | no | no | wired
SIG-001874 | DI | High level switch 01875 | G-0124 | AREA-03 | RED-000469 | B | duty | CBL-000938 | 1 | SYN-DI-CHARM | SYN-DI-TB | no | no | no | wired
SIG-001875 | DI | Motor running feedback 01876 | G-0125 | AREA-04 |  |  | standby | CBL-000938 | 2 | SYN-DI-CHARM | SYN-DI-TB | no | no | no | wired
SIG-001876 | DI | Valve open limit 01877 | G-0126 | AREA-05 | RED-000470 | A | duty | CBL-000939 | 1 | SYN-DI-CHARM | SYN-DI-TB | no | no | no | unwired
SIG-001877 | DI | High level switch 01878 | G-0127 | AREA-06 |  |  | standby | CBL-000939 | 2 | SYN-DI-CHARM | SYN-DI-TB | no | no | no | unwired
SIG-001878 | AO | Control valve demand 01879 | G-0128 | AREA-07 | RED-000470 | B | duty | CBL-000940 | 1 | SYN-AO-CHARM | SYN-AO-TB | yes | yes | yes | wired
SIG-001879 | AO | Speed reference 01880 | G-0129 | AREA-08 |  |  | standby | CBL-000940 | 2 | SYN-AO-CHARM | SYN-AO-TB | yes | yes | yes | wired
SIG-001880 | AO | Pressure setpoint 01881 | G-0130 | AREA-01 | RED-000471 | A | duty | CBL-000941 | 1 | SYN-AO-CHARM | SYN-AO-TB | yes | yes | yes | wired
SIG-001881 | AO | Control valve demand 01882 | G-0131 | AREA-02 |  |  | standby | CBL-000941 | 2 | SYN-AO-CHARM | SYN-AO-TB | yes | yes | yes | unwired
SIG-001882 | AI | Tank level 01883 | G-0132 | AREA-03 | RED-000471 | B | duty | CBL-000942 | 1 | SYN-AI-CHARM | SYN-AI-TB | yes | no | no | fat_tested
SIG-001883 | AI | Flow rate 01884 | G-0133 | AREA-04 |  |  | standby | CBL-000942 | 2 | SYN-AI-CHARM | SYN-AI-TB | yes | no | no | unwired
SIG-001884 | DI | Motor running feedback 01885 | G-0134 | AREA-05 | RED-000472 | A | duty | CBL-000943 | 1 | SYN-DI-CHARM | SYN-DI-TB | no | no | no | unwired
SIG-001885 | DI | Valve open limit 01886 | G-0135 | AREA-06 |  |  | standby | CBL-000943 | 2 | SYN-DI-CHARM | SYN-DI-TB | no | no | no | unwired
SIG-001886 | AI | Tank level 01887 | G-0136 | AREA-07 | RED-000472 | B | duty | CBL-000944 | 1 | SYN-AI-CHARM | SYN-AI-TB | yes | no | no | loop_checked
SIG-001887 | AI | Flow rate 01888 | G-0137 | AREA-08 |  |  | standby | CBL-000944 | 2 | SYN-AI-CHARM | SYN-AI-TB | yes | no | no | fat_tested
SIG-001888 | AI | Process temperature 01889 | G-0138 | AREA-01 | RED-000473 | A | duty | CBL-000945 | 1 | SYN-AI-CHARM | SYN-AI-TB | yes | no | no | wired
SIG-001889 | AI | Suction pressure 01890 | G-0139 | AREA-02 |  |  | standby | CBL-000945 | 2 | SYN-AI-CHARM | SYN-AI-TB | yes | no | no | unwired
SIG-001890 | DO | Motor start command 01891 | G-0140 | AREA-03 | RED-000473 | B | duty | CBL-000946 | 1 | SYN-DO-CHARM | SYN-DO-TB | no | yes | no | wired
SIG-001891 | DO | Solenoid command 01892 | G-0141 | AREA-04 |  |  | standby | CBL-000946 | 2 | SYN-DO-CHARM | SYN-DO-TB | no | yes | no | unwired
SIG-001892 | DI | High level switch 01893 | G-0142 | AREA-05 | RED-000474 | A | duty | CBL-000947 | 1 | SYN-DI-CHARM | SYN-DI-TB | no | no | no | unwired
SIG-001893 | DI | Motor running feedback 01894 | G-0143 | AREA-06 |  |  | standby | CBL-000947 | 2 | SYN-DI-CHARM | SYN-DI-TB | no | no | no | unwired
SIG-001894 | AI | Tank level 01895 | G-0144 | AREA-07 | RED-000474 | B | duty | CBL-000948 | 1 | SYN-AI-CHARM | SYN-AI-TB | yes | no | no | unwired
SIG-001895 | AI | Flow rate 01896 | G-0145 | AREA-08 |  |  | standby | CBL-000948 | 2 | SYN-AI-CHARM | SYN-AI-TB | yes | no | no | wired
SIG-001896 | AO | Control valve demand 01897 | G-0146 | AREA-01 | RED-000475 | A | duty | CBL-000949 | 1 | SYN-AO-CHARM | SYN-AO-TB | yes | yes | yes | unwired
SIG-001897 | AO | Speed reference 01898 | G-0147 | AREA-02 |  |  | standby | CBL-000949 | 2 | SYN-AO-CHARM | SYN-AO-TB | yes | yes | yes | unwired
SIG-001898 | AI | Tank level 01899 | G-0148 | AREA-03 | RED-000475 | B | duty | CBL-000950 | 1 | SYN-AI-CHARM | SYN-AI-TB | yes | no | no | loop_checked
SIG-001899 | AI | Flow rate 01900 | G-0149 | AREA-04 |  |  | standby | CBL-000950 | 2 | SYN-AI-CHARM | SYN-AI-TB | yes | no | no | unwired
SIG-001900 | AO | Speed reference 01901 | G-0150 | AREA-05 | RED-000476 | A | duty | CBL-000951 | 1 | SYN-AO-CHARM | SYN-AO-TB | yes | yes | yes | unwired
SIG-001901 | AO | Pressure setpoint 01902 | G-0151 | AREA-06 |  |  | standby | CBL-000951 | 2 | SYN-AO-CHARM | SYN-AO-TB | yes | yes | yes | wired
SIG-001902 | DI | Motor running feedback 01903 | G-0152 | AREA-07 | RED-000476 | B | duty | CBL-000952 | 1 | SYN-DI-CHARM | SYN-DI-TB | no | no | no | unwired
SIG-001903 | DI | Valve open limit 01904 | G-0153 | AREA-08 |  |  | standby | CBL-000952 | 2 | SYN-DI-CHARM | SYN-DI-TB | no | no | no | wired
SIG-001904 | AO | Pressure setpoint 01905 | G-0154 | AREA-01 | RED-000477 | A | duty | CBL-000953 | 1 | SYN-AO-CHARM | SYN-AO-TB | yes | yes | yes | loop_checked
SIG-001905 | AO | Control valve demand 01906 | G-0155 | AREA-02 |  |  | standby | CBL-000953 | 2 | SYN-AO-CHARM | SYN-AO-TB | yes | yes | yes | wired
SIG-001906 | AO | Speed reference 01907 | G-0156 | AREA-03 | RED-000477 | B | duty | CBL-000954 | 1 | SYN-AO-CHARM | SYN-AO-TB | yes | yes | yes | wired
SIG-001907 | AO | Pressure setpoint 01908 | G-0157 | AREA-04 |  |  | standby | CBL-000954 | 2 | SYN-AO-CHARM | SYN-AO-TB | yes | yes | yes | wired
SIG-001908 | AO | Control valve demand 01909 | G-0158 | AREA-05 | RED-000478 | A | duty | CBL-000955 | 1 | SYN-AO-CHARM | SYN-AO-TB | yes | yes | yes | loop_checked
SIG-001909 | AO | Speed reference 01910 | G-0159 | AREA-06 |  |  | standby | CBL-000955 | 2 | SYN-AO-CHARM | SYN-AO-TB | yes | yes | yes | loop_checked
SIG-001910 | DI | High level switch 01911 | G-0160 | AREA-07 | RED-000478 | B | duty | CBL-000956 | 1 | SYN-DI-CHARM | SYN-DI-TB | no | no | no | wired
SIG-001911 | DI | Motor running feedback 01912 | G-0161 | AREA-08 |  |  | standby | CBL-000956 | 2 | SYN-DI-CHARM | SYN-DI-TB | no | no | no | wired
SIG-001912 | AI | Process temperature 01913 | G-0162 | AREA-01 | RED-000479 | A | duty | CBL-000957 | 1 | SYN-AI-CHARM | SYN-AI-TB | yes | no | no | wired
SIG-001913 | AI | Suction pressure 01914 | G-0163 | AREA-02 |  |  | standby | CBL-000957 | 2 | SYN-AI-CHARM | SYN-AI-TB | yes | no | no | unwired
SIG-001914 | DI | Motor running feedback 01915 | G-0164 | AREA-03 | RED-000479 | B | duty | CBL-000958 | 1 | SYN-DI-CHARM | SYN-DI-TB | no | no | no | unwired
SIG-001915 | DI | Valve open limit 01916 | G-0165 | AREA-04 |  |  | standby | CBL-000958 | 2 | SYN-DI-CHARM | SYN-DI-TB | no | no | no | unwired
SIG-001916 | AI | Process temperature 01917 | G-0166 | AREA-05 | RED-000480 | A | duty | CBL-000959 | 1 | SYN-AI-CHARM | SYN-AI-TB | yes | no | no | loop_checked
SIG-001917 | AI | Suction pressure 01918 | G-0167 | AREA-06 |  |  | standby | CBL-000959 | 2 | SYN-AI-CHARM | SYN-AI-TB | yes | no | no | loop_checked
SIG-001918 | DI | Valve open limit 01919 | G-0168 | AREA-07 | RED-000480 | B | duty | CBL-000960 | 1 | SYN-DI-CHARM | SYN-DI-TB | no | no | no | wired
SIG-001919 | DI | High level switch 01920 | G-0169 | AREA-08 |  |  | standby | CBL-000960 | 2 | SYN-DI-CHARM | SYN-DI-TB | no | no | no | unwired
SIG-001920 | AI | Process temperature 01921 | G-0170 | AREA-01 | RED-000481 | A | duty | CBL-000961 | 1 | SYN-AI-CHARM | SYN-AI-TB | yes | no | no | wired
SIG-001921 | AI | Suction pressure 01922 | G-0171 | AREA-02 |  |  | standby | CBL-000961 | 2 | SYN-AI-CHARM | SYN-AI-TB | yes | no | no | unwired
SIG-001922 | DI | High level switch 01923 | G-0172 | AREA-03 | RED-000481 | B | duty | CBL-000962 | 1 | SYN-DI-CHARM | SYN-DI-TB | no | no | no | loop_checked
SIG-001923 | DI | Motor running feedback 01924 | G-0173 | AREA-04 |  |  | standby | CBL-000962 | 2 | SYN-DI-CHARM | SYN-DI-TB | no | no | no | wired
SIG-001924 | DI | Valve open limit 01925 | G-0174 | AREA-05 | RED-000482 | A | duty | CBL-000963 | 1 | SYN-DI-CHARM | SYN-DI-TB | no | no | no | unwired
SIG-001925 | DI | High level switch 01926 | G-0175 | AREA-06 |  |  | standby | CBL-000963 | 2 | SYN-DI-CHARM | SYN-DI-TB | no | no | no | unwired
SIG-001926 | AI | Tank level 01927 | G-0176 | AREA-07 | RED-000482 | B | duty | CBL-000964 | 1 | SYN-AI-CHARM | SYN-AI-TB | yes | no | no | unwired
SIG-001927 | AI | Flow rate 01928 | G-0177 | AREA-08 |  |  | standby | CBL-000964 | 2 | SYN-AI-CHARM | SYN-AI-TB | yes | no | no | unwired
SIG-001928 | DI | High level switch 01929 | G-0178 | AREA-01 | RED-000483 | A | duty | CBL-000965 | 1 | SYN-DI-CHARM | SYN-DI-TB | no | no | no | loop_checked
SIG-001929 | DI | Motor running feedback 01930 | G-0179 | AREA-02 |  |  | standby | CBL-000965 | 2 | SYN-DI-CHARM | SYN-DI-TB | no | no | no | unwired
SIG-001930 | DO | Solenoid command 01931 | G-0180 | AREA-03 | RED-000483 | B | duty | CBL-000966 | 1 | SYN-DO-CHARM | SYN-DO-TB | no | yes | no | unwired
SIG-001931 | DO | Alarm reset output 01932 | G-0181 | AREA-04 |  |  | standby | CBL-000966 | 2 | SYN-DO-CHARM | SYN-DO-TB | no | yes | no | unwired
SIG-001932 | AO | Control valve demand 01933 | G-0182 | AREA-05 | RED-000484 | A | duty | CBL-000967 | 1 | SYN-AO-CHARM | SYN-AO-TB | yes | yes | yes | wired
SIG-001933 | AO | Speed reference 01934 | G-0183 | AREA-06 |  |  | standby | CBL-000967 | 2 | SYN-AO-CHARM | SYN-AO-TB | yes | yes | yes | fat_tested
SIG-001934 | AI | Tank level 01935 | G-0184 | AREA-07 | RED-000484 | B | duty | CBL-000968 | 1 | SYN-AI-CHARM | SYN-AI-TB | yes | no | no | wired
SIG-001935 | AI | Flow rate 01936 | G-0185 | AREA-08 |  |  | standby | CBL-000968 | 2 | SYN-AI-CHARM | SYN-AI-TB | yes | no | no | loop_checked
SIG-001936 | DI | Valve open limit 01937 | G-0186 | AREA-01 | RED-000485 | A | duty | CBL-000969 | 1 | SYN-DI-CHARM | SYN-DI-TB | no | no | no | loop_checked
SIG-001937 | DI | High level switch 01938 | G-0187 | AREA-02 |  |  | standby | CBL-000969 | 2 | SYN-DI-CHARM | SYN-DI-TB | no | no | no | unwired
SIG-001938 | AI | Tank level 01939 | G-0188 | AREA-03 | RED-000485 | B | duty | CBL-000970 | 1 | SYN-AI-CHARM | SYN-AI-TB | yes | no | no | unwired
SIG-001939 | AI | Flow rate 01940 | G-0189 | AREA-04 |  |  | standby | CBL-000970 | 2 | SYN-AI-CHARM | SYN-AI-TB | yes | no | no | loop_checked
SIG-001940 | AO | Pressure setpoint 01941 | G-0190 | AREA-05 | RED-000486 | A | duty | CBL-000971 | 1 | SYN-AO-CHARM | SYN-AO-TB | yes | yes | yes | loop_checked
SIG-001941 | AO | Control valve demand 01942 | G-0191 | AREA-06 |  |  | standby | CBL-000971 | 2 | SYN-AO-CHARM | SYN-AO-TB | yes | yes | yes | unwired
SIG-001942 | AI | Tank level 01943 | G-0192 | AREA-07 | RED-000486 | B | duty | CBL-000972 | 1 | SYN-AI-CHARM | SYN-AI-TB | yes | no | no | unwired
SIG-001943 | AI | Flow rate 01944 | G-0193 | AREA-08 |  |  | standby | CBL-000972 | 2 | SYN-AI-CHARM | SYN-AI-TB | yes | no | no | unwired
SIG-001944 | AI | Process temperature 01945 | G-0194 | AREA-01 | RED-000487 | A | duty | CBL-000973 | 1 | SYN-AI-CHARM | SYN-AI-TB | yes | no | no | unwired
SIG-001945 | AI | Suction pressure 01946 | G-0195 | AREA-02 |  |  | standby | CBL-000973 | 2 | SYN-AI-CHARM | SYN-AI-TB | yes | no | no | unwired
SIG-001946 | DI | High level switch 01947 | G-0196 | AREA-03 | RED-000487 | B | duty | CBL-000974 | 1 | SYN-DI-CHARM | SYN-DI-TB | no | no | no | unwired
SIG-001947 | DI | Motor running feedback 01948 | G-0197 | AREA-04 |  |  | standby | CBL-000974 | 2 | SYN-DI-CHARM | SYN-DI-TB | no | no | no | unwired
SIG-001948 | DO | Solenoid command 01949 | G-0198 | AREA-05 | RED-000488 | A | duty | CBL-000975 | 1 | SYN-DO-CHARM | SYN-DO-TB | no | yes | no | wired
SIG-001949 | DO | Alarm reset output 01950 | G-0199 | AREA-06 |  |  | standby | CBL-000975 | 2 | SYN-DO-CHARM | SYN-DO-TB | no | yes | no | loop_checked
SIG-001950 | AO | Control valve demand 01951 | G-0200 | AREA-07 | RED-000488 | B | duty | CBL-000976 | 1 | SYN-AO-CHARM | SYN-AO-TB | yes | yes | yes | unwired
SIG-001951 | AO | Speed reference 01952 | G-0201 | AREA-08 |  |  | standby | CBL-000976 | 2 | SYN-AO-CHARM | SYN-AO-TB | yes | yes | yes | unwired
SIG-001952 | DI | High level switch 01953 | G-0202 | AREA-01 | RED-000489 | A | duty | CBL-000977 | 1 | SYN-DI-CHARM | SYN-DI-TB | no | no | no | unwired
SIG-001953 | DI | Motor running feedback 01954 | G-0203 | AREA-02 |  |  | standby | CBL-000977 | 2 | SYN-DI-CHARM | SYN-DI-TB | no | no | no | unwired
SIG-001954 | AI | Tank level 01955 | G-0204 | AREA-03 | RED-000489 | B | duty | CBL-000978 | 1 | SYN-AI-CHARM | SYN-AI-TB | yes | no | no | loop_checked
SIG-001955 | AI | Flow rate 01956 | G-0205 | AREA-04 |  |  | standby | CBL-000978 | 2 | SYN-AI-CHARM | SYN-AI-TB | yes | no | no | unwired
SIG-001956 | DO | Motor start command 01957 | G-0206 | AREA-05 | RED-000490 | A | duty | CBL-000979 | 1 | SYN-DO-CHARM | SYN-DO-TB | no | yes | no | wired
SIG-001957 | DO | Solenoid command 01958 | G-0207 | AREA-06 |  |  | standby | CBL-000979 | 2 | SYN-DO-CHARM | SYN-DO-TB | no | yes | no | unwired
SIG-001958 | DI | High level switch 01959 | G-0208 | AREA-07 | RED-000490 | B | duty | CBL-000980 | 1 | SYN-DI-CHARM | SYN-DI-TB | no | no | no | unwired
SIG-001959 | DI | Motor running feedback 01960 | G-0209 | AREA-08 |  |  | standby | CBL-000980 | 2 | SYN-DI-CHARM | SYN-DI-TB | no | no | no | wired
SIG-001960 | AO | Speed reference 01961 | G-0210 | AREA-01 | RED-000491 | A | duty | CBL-000981 | 1 | SYN-AO-CHARM | SYN-AO-TB | yes | yes | yes | unwired
SIG-001961 | AO | Pressure setpoint 01962 | G-0211 | AREA-02 |  |  | standby | CBL-000981 | 2 | SYN-AO-CHARM | SYN-AO-TB | yes | yes | yes | unwired
SIG-001962 | AI | Tank level 01963 | G-0212 | AREA-03 | RED-000491 | B | duty | CBL-000982 | 1 | SYN-AI-CHARM | SYN-AI-TB | yes | no | no | fat_tested
SIG-001963 | AI | Flow rate 01964 | G-0213 | AREA-04 |  |  | standby | CBL-000982 | 2 | SYN-AI-CHARM | SYN-AI-TB | yes | no | no | fat_tested
SIG-001964 | AI | Process temperature 01965 | G-0214 | AREA-05 | RED-000492 | A | duty | CBL-000983 | 1 | SYN-AI-CHARM | SYN-AI-TB | yes | no | no | unwired
SIG-001965 | AI | Suction pressure 01966 | G-0215 | AREA-06 |  |  | standby | CBL-000983 | 2 | SYN-AI-CHARM | SYN-AI-TB | yes | no | no | fat_tested
SIG-001966 | AO | Speed reference 01967 | G-0216 | AREA-07 | RED-000492 | B | duty | CBL-000984 | 1 | SYN-AO-CHARM | SYN-AO-TB | yes | yes | yes | unwired
SIG-001967 | AO | Pressure setpoint 01968 | G-0217 | AREA-08 |  |  | standby | CBL-000984 | 2 | SYN-AO-CHARM | SYN-AO-TB | yes | yes | yes | unwired
SIG-001968 | DI | Motor running feedback 01969 | G-0218 | AREA-01 | RED-000493 | A | duty | CBL-000985 | 1 | SYN-DI-CHARM | SYN-DI-TB | no | no | no | unwired
SIG-001969 | DI | Valve open limit 01970 | G-0219 | AREA-02 |  |  | standby | CBL-000985 | 2 | SYN-DI-CHARM | SYN-DI-TB | no | no | no | wired
SIG-001970 | AO | Pressure setpoint 01971 | G-0220 | AREA-03 | RED-000493 | B | duty | CBL-000986 | 1 | SYN-AO-CHARM | SYN-AO-TB | yes | yes | yes | unwired
SIG-001971 | AO | Control valve demand 01972 | G-0221 | AREA-04 |  |  | standby | CBL-000986 | 2 | SYN-AO-CHARM | SYN-AO-TB | yes | yes | yes | unwired
SIG-001972 | AI | Process temperature 01973 | G-0222 | AREA-05 | RED-000494 | A | duty | CBL-000987 | 1 | SYN-AI-CHARM | SYN-AI-TB | yes | no | no | unwired
SIG-001973 | AI | Suction pressure 01974 | G-0223 | AREA-06 |  |  | standby | CBL-000987 | 2 | SYN-AI-CHARM | SYN-AI-TB | yes | no | no | loop_checked
SIG-001974 | DI | Motor running feedback 01975 | G-0224 | AREA-07 | RED-000494 | B | duty | CBL-000988 | 1 | SYN-DI-CHARM | SYN-DI-TB | no | no | no | unwired
SIG-001975 | DI | Valve open limit 01976 | G-0225 | AREA-08 |  |  | standby | CBL-000988 | 2 | SYN-DI-CHARM | SYN-DI-TB | no | no | no | wired
SIG-001976 | DI | High level switch 01977 | G-0226 | AREA-01 | RED-000495 | A | duty | CBL-000989 | 1 | SYN-DI-CHARM | SYN-DI-TB | no | no | no | unwired
SIG-001977 | DI | Motor running feedback 01978 | G-0227 | AREA-02 |  |  | standby | CBL-000989 | 2 | SYN-DI-CHARM | SYN-DI-TB | no | no | no | unwired
SIG-001978 | DI | Valve open limit 01979 | G-0228 | AREA-03 | RED-000495 | B | duty | CBL-000990 | 1 | SYN-DI-CHARM | SYN-DI-TB | no | no | no | unwired
SIG-001979 | DI | High level switch 01980 | G-0229 | AREA-04 |  |  | standby | CBL-000990 | 2 | SYN-DI-CHARM | SYN-DI-TB | no | no | no | loop_checked
SIG-001980 | AO | Control valve demand 01981 | G-0230 | AREA-05 | RED-000496 | A | duty | CBL-000991 | 1 | SYN-AO-CHARM | SYN-AO-TB | yes | yes | yes | unwired
SIG-001981 | AO | Speed reference 01982 | G-0231 | AREA-06 |  |  | standby | CBL-000991 | 2 | SYN-AO-CHARM | SYN-AO-TB | yes | yes | yes | unwired
SIG-001982 | AI | Tank level 01983 | G-0232 | AREA-07 | RED-000496 | B | duty | CBL-000992 | 1 | SYN-AI-CHARM | SYN-AI-TB | yes | no | no | unwired
SIG-001983 | AI | Flow rate 01984 | G-0233 | AREA-08 |  |  | standby | CBL-000992 | 2 | SYN-AI-CHARM | SYN-AI-TB | yes | no | no | fat_tested
SIG-001984 | AI | Process temperature 01985 | G-0234 | AREA-01 | RED-000497 | A | duty | CBL-000993 | 1 | SYN-AI-CHARM | SYN-AI-TB | yes | no | no | wired
SIG-001985 | AI | Suction pressure 01986 | G-0235 | AREA-02 |  |  | standby | CBL-000993 | 2 | SYN-AI-CHARM | SYN-AI-TB | yes | no | no | unwired
SIG-001986 | DI | Motor running feedback 01987 | G-0236 | AREA-03 | RED-000497 | B | duty | CBL-000994 | 1 | SYN-DI-CHARM | SYN-DI-TB | no | no | no | unwired
SIG-001987 | DI | Valve open limit 01988 | G-0237 | AREA-04 |  |  | standby | CBL-000994 | 2 | SYN-DI-CHARM | SYN-DI-TB | no | no | no | wired
SIG-001988 | DI | High level switch 01989 | G-0238 | AREA-05 | RED-000498 | A | duty | CBL-000995 | 1 | SYN-DI-CHARM | SYN-DI-TB | no | no | no | unwired
SIG-001989 | DI | Motor running feedback 01990 | G-0239 | AREA-06 |  |  | standby | CBL-000995 | 2 | SYN-DI-CHARM | SYN-DI-TB | no | no | no | unwired
SIG-001990 | DI | Valve open limit 01991 | G-0240 | AREA-07 | RED-000498 | B | duty | CBL-000996 | 1 | SYN-DI-CHARM | SYN-DI-TB | no | no | no | wired
SIG-001991 | DI | High level switch 01992 | G-0241 | AREA-08 |  |  | standby | CBL-000996 | 2 | SYN-DI-CHARM | SYN-DI-TB | no | no | no | unwired
SIG-001992 | DO | Motor start command 01993 | G-0242 | AREA-01 | RED-000499 | A | duty | CBL-000997 | 1 | SYN-DO-CHARM | SYN-DO-TB | no | yes | no | wired
SIG-001993 | DO | Solenoid command 01994 | G-0243 | AREA-02 |  |  | standby | CBL-000997 | 2 | SYN-DO-CHARM | SYN-DO-TB | no | yes | no | wired
SIG-001994 | DI | High level switch 01995 | G-0244 | AREA-03 | RED-000499 | B | duty | CBL-000998 | 1 | SYN-DI-CHARM | SYN-DI-TB | no | no | no | wired
SIG-001995 | DI | Motor running feedback 01996 | G-0245 | AREA-04 |  |  | standby | CBL-000998 | 2 | SYN-DI-CHARM | SYN-DI-TB | no | no | no | loop_checked
SIG-001996 | AO | Speed reference 01997 | G-0246 | AREA-05 | RED-000500 | A | duty | CBL-000999 | 1 | SYN-AO-CHARM | SYN-AO-TB | yes | yes | yes | fat_tested
SIG-001997 | AO | Pressure setpoint 01998 | G-0247 | AREA-06 |  |  | standby | CBL-000999 | 2 | SYN-AO-CHARM | SYN-AO-TB | yes | yes | yes | unwired
SIG-001998 | DI | Motor running feedback 01999 | G-0248 | AREA-07 | RED-000500 | B | duty | CBL-001000 | 1 | SYN-DI-CHARM | SYN-DI-TB | no | no | no | unwired
SIG-001999 | DI | Valve open limit 02000 | G-0249 | AREA-08 |  |  | standby | CBL-001000 | 2 | SYN-DI-CHARM | SYN-DI-TB | no | no | no | unwired
SIG-002000 | DI | High level switch 02001 | G-0000 | AREA-01 | RED-000501 | A | duty | CBL-001001 | 1 | SYN-DI-CHARM | SYN-DI-TB | no | no | no | unwired
SIG-002001 | DI | Motor running feedback 02002 | G-0001 | AREA-02 |  |  | standby | CBL-001001 | 2 | SYN-DI-CHARM | SYN-DI-TB | no | no | no | unwired
SIG-002002 | DO | Solenoid command 02003 | G-0002 | AREA-03 | RED-000501 | B | duty | CBL-001002 | 1 | SYN-DO-CHARM | SYN-DO-TB | no | yes | no | fat_tested
SIG-002003 | DO | Alarm reset output 02004 | G-0003 | AREA-04 |  |  | standby | CBL-001002 | 2 | SYN-DO-CHARM | SYN-DO-TB | no | yes | no | wired
SIG-002004 | DI | Motor running feedback 02005 | G-0004 | AREA-05 | RED-000502 | A | duty | CBL-001003 | 1 | SYN-DI-CHARM | SYN-DI-TB | no | no | no | unwired
SIG-002005 | DI | Valve open limit 02006 | G-0005 | AREA-06 |  |  | standby | CBL-001003 | 2 | SYN-DI-CHARM | SYN-DI-TB | no | no | no | unwired
SIG-002006 | AO | Pressure setpoint 02007 | G-0006 | AREA-07 | RED-000502 | B | duty | CBL-001004 | 1 | SYN-AO-CHARM | SYN-AO-TB | yes | yes | yes | unwired
SIG-002007 | AO | Control valve demand 02008 | G-0007 | AREA-08 |  |  | standby | CBL-001004 | 2 | SYN-AO-CHARM | SYN-AO-TB | yes | yes | yes | loop_checked
SIG-002008 | DI | Valve open limit 02009 | G-0008 | AREA-01 | RED-000503 | A | duty | CBL-001005 | 1 | SYN-DI-CHARM | SYN-DI-TB | no | no | no | unwired
SIG-002009 | DI | High level switch 02010 | G-0009 | AREA-02 |  |  | standby | CBL-001005 | 2 | SYN-DI-CHARM | SYN-DI-TB | no | no | no | loop_checked
SIG-002010 | AO | Control valve demand 02011 | G-0010 | AREA-03 | RED-000503 | B | duty | CBL-001006 | 1 | SYN-AO-CHARM | SYN-AO-TB | yes | yes | yes | unwired
SIG-002011 | AO | Speed reference 02012 | G-0011 | AREA-04 |  |  | standby | CBL-001006 | 2 | SYN-AO-CHARM | SYN-AO-TB | yes | yes | yes | loop_checked
SIG-002012 | AO | Pressure setpoint 02013 | G-0012 | AREA-05 | RED-000504 | A | duty | CBL-001007 | 1 | SYN-AO-CHARM | SYN-AO-TB | yes | yes | yes | unwired
SIG-002013 | AO | Control valve demand 02014 | G-0013 | AREA-06 |  |  | standby | CBL-001007 | 2 | SYN-AO-CHARM | SYN-AO-TB | yes | yes | yes | unwired
SIG-002014 | DO | Solenoid command 02015 | G-0014 | AREA-07 | RED-000504 | B | duty | CBL-001008 | 1 | SYN-DO-CHARM | SYN-DO-TB | no | yes | no | loop_checked
SIG-002015 | DO | Alarm reset output 02016 | G-0015 | AREA-08 |  |  | standby | CBL-001008 | 2 | SYN-DO-CHARM | SYN-DO-TB | no | yes | no | unwired
SIG-002016 | AO | Control valve demand 02017 | G-0016 | AREA-01 | RED-000505 | A | duty | CBL-001009 | 1 | SYN-AO-CHARM | SYN-AO-TB | yes | yes | yes | loop_checked
SIG-002017 | AO | Speed reference 02018 | G-0017 | AREA-02 |  |  | standby | CBL-001009 | 2 | SYN-AO-CHARM | SYN-AO-TB | yes | yes | yes | wired
SIG-002018 | DO | Alarm reset output 02019 | G-0018 | AREA-03 | RED-000505 | B | duty | CBL-001010 | 1 | SYN-DO-CHARM | SYN-DO-TB | no | yes | no | loop_checked
SIG-002019 | DO | Motor start command 02020 | G-0019 | AREA-04 |  |  | standby | CBL-001010 | 2 | SYN-DO-CHARM | SYN-DO-TB | no | yes | no | unwired
SIG-002020 | AO | Speed reference 02021 | G-0020 | AREA-05 | RED-000506 | A | duty | CBL-001011 | 1 | SYN-AO-CHARM | SYN-AO-TB | yes | yes | yes | wired
SIG-002021 | AO | Pressure setpoint 02022 | G-0021 | AREA-06 |  |  | standby | CBL-001011 | 2 | SYN-AO-CHARM | SYN-AO-TB | yes | yes | yes | unwired
SIG-002022 | DI | Motor running feedback 02023 | G-0022 | AREA-07 | RED-000506 | B | duty | CBL-001012 | 1 | SYN-DI-CHARM | SYN-DI-TB | no | no | no | unwired
SIG-002023 | DI | Valve open limit 02024 | G-0023 | AREA-08 |  |  | standby | CBL-001012 | 2 | SYN-DI-CHARM | SYN-DI-TB | no | no | no | wired
SIG-002024 | AI | Process temperature 02025 | G-0024 | AREA-01 | RED-000507 | A | duty | CBL-001013 | 1 | SYN-AI-CHARM | SYN-AI-TB | yes | no | no | wired
SIG-002025 | AI | Suction pressure 02026 | G-0025 | AREA-02 |  |  | standby | CBL-001013 | 2 | SYN-AI-CHARM | SYN-AI-TB | yes | no | no | loop_checked
SIG-002026 | AI | Tank level 02027 | G-0026 | AREA-03 | RED-000507 | B | duty | CBL-001014 | 1 | SYN-AI-CHARM | SYN-AI-TB | yes | no | no | unwired
SIG-002027 | AI | Flow rate 02028 | G-0027 | AREA-04 |  |  | standby | CBL-001014 | 2 | SYN-AI-CHARM | SYN-AI-TB | yes | no | no | loop_checked
SIG-002028 | AI | Process temperature 02029 | G-0028 | AREA-05 | RED-000508 | A | duty | CBL-001015 | 1 | SYN-AI-CHARM | SYN-AI-TB | yes | no | no | unwired
SIG-002029 | AI | Suction pressure 02030 | G-0029 | AREA-06 |  |  | standby | CBL-001015 | 2 | SYN-AI-CHARM | SYN-AI-TB | yes | no | no | fat_tested
SIG-002030 | DI | High level switch 02031 | G-0030 | AREA-07 | RED-000508 | B | duty | CBL-001016 | 1 | SYN-DI-CHARM | SYN-DI-TB | no | no | no | wired
SIG-002031 | DI | Motor running feedback 02032 | G-0031 | AREA-08 |  |  | standby | CBL-001016 | 2 | SYN-DI-CHARM | SYN-DI-TB | no | no | no | unwired
SIG-002032 | DO | Solenoid command 02033 | G-0032 | AREA-01 | RED-000509 | A | duty | CBL-001017 | 1 | SYN-DO-CHARM | SYN-DO-TB | no | yes | no | unwired
SIG-002033 | DO | Alarm reset output 02034 | G-0033 | AREA-02 |  |  | standby | CBL-001017 | 2 | SYN-DO-CHARM | SYN-DO-TB | no | yes | no | unwired
SIG-002034 | DO | Motor start command 02035 | G-0034 | AREA-03 | RED-000509 | B | duty | CBL-001018 | 1 | SYN-DO-CHARM | SYN-DO-TB | no | yes | no | unwired
SIG-002035 | DO | Solenoid command 02036 | G-0035 | AREA-04 |  |  | standby | CBL-001018 | 2 | SYN-DO-CHARM | SYN-DO-TB | no | yes | no | unwired
SIG-002036 | AI | Process temperature 02037 | G-0036 | AREA-05 | RED-000510 | A | duty | CBL-001019 | 1 | SYN-AI-CHARM | SYN-AI-TB | yes | no | no | fat_tested
SIG-002037 | AI | Suction pressure 02038 | G-0037 | AREA-06 |  |  | standby | CBL-001019 | 2 | SYN-AI-CHARM | SYN-AI-TB | yes | no | no | unwired
SIG-002038 | DO | Solenoid command 02039 | G-0038 | AREA-07 | RED-000510 | B | duty | CBL-001020 | 1 | SYN-DO-CHARM | SYN-DO-TB | no | yes | no | unwired
SIG-002039 | DO | Alarm reset output 02040 | G-0039 | AREA-08 |  |  | standby | CBL-001020 | 2 | SYN-DO-CHARM | SYN-DO-TB | no | yes | no | wired
SIG-002040 | DI | Motor running feedback 02041 | G-0040 | AREA-01 | RED-000511 | A | duty | CBL-001021 | 1 | SYN-DI-CHARM | SYN-DI-TB | no | no | no | unwired
SIG-002041 | DI | Valve open limit 02042 | G-0041 | AREA-02 |  |  | standby | CBL-001021 | 2 | SYN-DI-CHARM | SYN-DI-TB | no | no | no | unwired
SIG-002042 | DI | High level switch 02043 | G-0042 | AREA-03 | RED-000511 | B | duty | CBL-001022 | 1 | SYN-DI-CHARM | SYN-DI-TB | no | no | no | unwired
SIG-002043 | DI | Motor running feedback 02044 | G-0043 | AREA-04 |  |  | standby | CBL-001022 | 2 | SYN-DI-CHARM | SYN-DI-TB | no | no | no | unwired
SIG-002044 | DI | Valve open limit 02045 | G-0044 | AREA-05 | RED-000512 | A | duty | CBL-001023 | 1 | SYN-DI-CHARM | SYN-DI-TB | no | no | no | unwired
SIG-002045 | DI | High level switch 02046 | G-0045 | AREA-06 |  |  | standby | CBL-001023 | 2 | SYN-DI-CHARM | SYN-DI-TB | no | no | no | unwired
SIG-002046 | AI | Tank level 02047 | G-0046 | AREA-07 | RED-000512 | B | duty | CBL-001024 | 1 | SYN-AI-CHARM | SYN-AI-TB | yes | no | no | unwired
SIG-002047 | AI | Flow rate 02048 | G-0047 | AREA-08 |  |  | standby | CBL-001024 | 2 | SYN-AI-CHARM | SYN-AI-TB | yes | no | no | unwired
SIG-002048 | DI | High level switch 02049 | G-0048 | AREA-01 | RED-000513 | A | duty | CBL-001025 | 1 | SYN-DI-CHARM | SYN-DI-TB | no | no | no | unwired
SIG-002049 | DI | Motor running feedback 02050 | G-0049 | AREA-02 |  |  | standby | CBL-001025 | 2 | SYN-DI-CHARM | SYN-DI-TB | no | no | no | fat_tested
SIG-002050 | DO | Solenoid command 02051 | G-0050 | AREA-03 | RED-000513 | B | duty | CBL-001026 | 1 | SYN-DO-CHARM | SYN-DO-TB | no | yes | no | unwired
SIG-002051 | DO | Alarm reset output 02052 | G-0051 | AREA-04 |  |  | standby | CBL-001026 | 2 | SYN-DO-CHARM | SYN-DO-TB | no | yes | no | loop_checked
SIG-002052 | AI | Process temperature 02053 | G-0052 | AREA-05 | RED-000514 | A | duty | CBL-001027 | 1 | SYN-AI-CHARM | SYN-AI-TB | yes | no | no | loop_checked
SIG-002053 | AI | Suction pressure 02054 | G-0053 | AREA-06 |  |  | standby | CBL-001027 | 2 | SYN-AI-CHARM | SYN-AI-TB | yes | no | no | unwired
SIG-002054 | AI | Tank level 02055 | G-0054 | AREA-07 | RED-000514 | B | duty | CBL-001028 | 1 | SYN-AI-CHARM | SYN-AI-TB | yes | no | no | unwired
SIG-002055 | AI | Flow rate 02056 | G-0055 | AREA-08 |  |  | standby | CBL-001028 | 2 | SYN-AI-CHARM | SYN-AI-TB | yes | no | no | unwired
SIG-002056 | DI | Valve open limit 02057 | G-0056 | AREA-01 | RED-000515 | A | duty | CBL-001029 | 1 | SYN-DI-CHARM | SYN-DI-TB | no | no | no | loop_checked
SIG-002057 | DI | High level switch 02058 | G-0057 | AREA-02 |  |  | standby | CBL-001029 | 2 | SYN-DI-CHARM | SYN-DI-TB | no | no | no | unwired
SIG-002058 | DI | Motor running feedback 02059 | G-0058 | AREA-03 | RED-000515 | B | duty | CBL-001030 | 1 | SYN-DI-CHARM | SYN-DI-TB | no | no | no | unwired
SIG-002059 | DI | Valve open limit 02060 | G-0059 | AREA-04 |  |  | standby | CBL-001030 | 2 | SYN-DI-CHARM | SYN-DI-TB | no | no | no | unwired
SIG-002060 | AO | Pressure setpoint 02061 | G-0060 | AREA-05 | RED-000516 | A | duty | CBL-001031 | 1 | SYN-AO-CHARM | SYN-AO-TB | yes | yes | yes | unwired
SIG-002061 | AO | Control valve demand 02062 | G-0061 | AREA-06 |  |  | standby | CBL-001031 | 2 | SYN-AO-CHARM | SYN-AO-TB | yes | yes | yes | wired
SIG-002062 | DO | Solenoid command 02063 | G-0062 | AREA-07 | RED-000516 | B | duty | CBL-001032 | 1 | SYN-DO-CHARM | SYN-DO-TB | no | yes | no | loop_checked
SIG-002063 | DO | Alarm reset output 02064 | G-0063 | AREA-08 |  |  | standby | CBL-001032 | 2 | SYN-DO-CHARM | SYN-DO-TB | no | yes | no | wired
SIG-002064 | AO | Control valve demand 02065 | G-0064 | AREA-01 | RED-000517 | A | duty | CBL-001033 | 1 | SYN-AO-CHARM | SYN-AO-TB | yes | yes | yes | unwired
SIG-002065 | AO | Speed reference 02066 | G-0065 | AREA-02 |  |  | standby | CBL-001033 | 2 | SYN-AO-CHARM | SYN-AO-TB | yes | yes | yes | wired
SIG-002066 | DI | High level switch 02067 | G-0066 | AREA-03 | RED-000517 | B | duty | CBL-001034 | 1 | SYN-DI-CHARM | SYN-DI-TB | no | no | no | wired
SIG-002067 | DI | Motor running feedback 02068 | G-0067 | AREA-04 |  |  | standby | CBL-001034 | 2 | SYN-DI-CHARM | SYN-DI-TB | no | no | no | unwired
SIG-002068 | AI | Process temperature 02069 | G-0068 | AREA-05 | RED-000518 | A | duty | CBL-001035 | 1 | SYN-AI-CHARM | SYN-AI-TB | yes | no | no | loop_checked
SIG-002069 | AI | Suction pressure 02070 | G-0069 | AREA-06 |  |  | standby | CBL-001035 | 2 | SYN-AI-CHARM | SYN-AI-TB | yes | no | no | wired
SIG-002070 | AI | Tank level 02071 | G-0070 | AREA-07 | RED-000518 | B | duty | CBL-001036 | 1 | SYN-AI-CHARM | SYN-AI-TB | yes | no | no | wired
SIG-002071 | AI | Flow rate 02072 | G-0071 | AREA-08 |  |  | standby | CBL-001036 | 2 | SYN-AI-CHARM | SYN-AI-TB | yes | no | no | unwired
SIG-002072 | DI | High level switch 02073 | G-0072 | AREA-01 | RED-000519 | A | duty | CBL-001037 | 1 | SYN-DI-CHARM | SYN-DI-TB | no | no | no | wired
SIG-002073 | DI | Motor running feedback 02074 | G-0073 | AREA-02 |  |  | standby | CBL-001037 | 2 | SYN-DI-CHARM | SYN-DI-TB | no | no | no | fat_tested
SIG-002074 | DO | Solenoid command 02075 | G-0074 | AREA-03 | RED-000519 | B | duty | CBL-001038 | 1 | SYN-DO-CHARM | SYN-DO-TB | no | yes | no | unwired
SIG-002075 | DO | Alarm reset output 02076 | G-0075 | AREA-04 |  |  | standby | CBL-001038 | 2 | SYN-DO-CHARM | SYN-DO-TB | no | yes | no | wired
SIG-002076 | DI | Motor running feedback 02077 | G-0076 | AREA-05 | RED-000520 | A | duty | CBL-001039 | 1 | SYN-DI-CHARM | SYN-DI-TB | no | no | no | unwired
SIG-002077 | DI | Valve open limit 02078 | G-0077 | AREA-06 |  |  | standby | CBL-001039 | 2 | SYN-DI-CHARM | SYN-DI-TB | no | no | no | unwired
SIG-002078 | AI | Tank level 02079 | G-0078 | AREA-07 | RED-000520 | B | duty | CBL-001040 | 1 | SYN-AI-CHARM | SYN-AI-TB | yes | no | no | unwired
SIG-002079 | AI | Flow rate 02080 | G-0079 | AREA-08 |  |  | standby | CBL-001040 | 2 | SYN-AI-CHARM | SYN-AI-TB | yes | no | no | loop_checked
SIG-002080 | DO | Solenoid command 02081 | G-0080 | AREA-01 | RED-000521 | A | duty | CBL-001041 | 1 | SYN-DO-CHARM | SYN-DO-TB | no | yes | no | wired
SIG-002081 | DO | Alarm reset output 02082 | G-0081 | AREA-02 |  |  | standby | CBL-001041 | 2 | SYN-DO-CHARM | SYN-DO-TB | no | yes | no | loop_checked
SIG-002082 | DO | Motor start command 02083 | G-0082 | AREA-03 | RED-000521 | B | duty | CBL-001042 | 1 | SYN-DO-CHARM | SYN-DO-TB | no | yes | no | wired
SIG-002083 | DO | Solenoid command 02084 | G-0083 | AREA-04 |  |  | standby | CBL-001042 | 2 | SYN-DO-CHARM | SYN-DO-TB | no | yes | no | unwired
SIG-002084 | DO | Alarm reset output 02085 | G-0084 | AREA-05 | RED-000522 | A | duty | CBL-001043 | 1 | SYN-DO-CHARM | SYN-DO-TB | no | yes | no | fat_tested
SIG-002085 | DO | Motor start command 02086 | G-0085 | AREA-06 |  |  | standby | CBL-001043 | 2 | SYN-DO-CHARM | SYN-DO-TB | no | yes | no | wired
SIG-002086 | AI | Tank level 02087 | G-0086 | AREA-07 | RED-000522 | B | duty | CBL-001044 | 1 | SYN-AI-CHARM | SYN-AI-TB | yes | no | no | unwired
SIG-002087 | AI | Flow rate 02088 | G-0087 | AREA-08 |  |  | standby | CBL-001044 | 2 | SYN-AI-CHARM | SYN-AI-TB | yes | no | no | loop_checked
SIG-002088 | DO | Motor start command 02089 | G-0088 | AREA-01 | RED-000523 | A | duty | CBL-001045 | 1 | SYN-DO-CHARM | SYN-DO-TB | no | yes | no | unwired
SIG-002089 | DO | Solenoid command 02090 | G-0089 | AREA-02 |  |  | standby | CBL-001045 | 2 | SYN-DO-CHARM | SYN-DO-TB | no | yes | no | loop_checked
SIG-002090 | AO | Pressure setpoint 02091 | G-0090 | AREA-03 | RED-000523 | B | duty | CBL-001046 | 1 | SYN-AO-CHARM | SYN-AO-TB | yes | yes | yes | wired
SIG-002091 | AO | Control valve demand 02092 | G-0091 | AREA-04 |  |  | standby | CBL-001046 | 2 | SYN-AO-CHARM | SYN-AO-TB | yes | yes | yes | unwired
SIG-002092 | DI | Valve open limit 02093 | G-0092 | AREA-05 | RED-000524 | A | duty | CBL-001047 | 1 | SYN-DI-CHARM | SYN-DI-TB | no | no | no | unwired
SIG-002093 | DI | High level switch 02094 | G-0093 | AREA-06 |  |  | standby | CBL-001047 | 2 | SYN-DI-CHARM | SYN-DI-TB | no | no | no | wired
SIG-002094 | DI | Motor running feedback 02095 | G-0094 | AREA-07 | RED-000524 | B | duty | CBL-001048 | 1 | SYN-DI-CHARM | SYN-DI-TB | no | no | no | unwired
SIG-002095 | DI | Valve open limit 02096 | G-0095 | AREA-08 |  |  | standby | CBL-001048 | 2 | SYN-DI-CHARM | SYN-DI-TB | no | no | no | fat_tested
SIG-002096 | AI | Process temperature 02097 | G-0096 | AREA-01 | RED-000525 | A | duty | CBL-001049 | 1 | SYN-AI-CHARM | SYN-AI-TB | yes | no | no | unwired
SIG-002097 | AI | Suction pressure 02098 | G-0097 | AREA-02 |  |  | standby | CBL-001049 | 2 | SYN-AI-CHARM | SYN-AI-TB | yes | no | no | loop_checked
SIG-002098 | DI | Valve open limit 02099 | G-0098 | AREA-03 | RED-000525 | B | duty | CBL-001050 | 1 | SYN-DI-CHARM | SYN-DI-TB | no | no | no | unwired
SIG-002099 | DI | High level switch 02100 | G-0099 | AREA-04 |  |  | standby | CBL-001050 | 2 | SYN-DI-CHARM | SYN-DI-TB | no | no | no | fat_tested
SIG-002100 | AO | Control valve demand 02101 | G-0100 | AREA-05 | RED-000526 | A | duty | CBL-001051 | 1 | SYN-AO-CHARM | SYN-AO-TB | yes | yes | yes | loop_checked
SIG-002101 | AO | Speed reference 02102 | G-0101 | AREA-06 |  |  | standby | CBL-001051 | 2 | SYN-AO-CHARM | SYN-AO-TB | yes | yes | yes | unwired
SIG-002102 | AI | Tank level 02103 | G-0102 | AREA-07 | RED-000526 | B | duty | CBL-001052 | 1 | SYN-AI-CHARM | SYN-AI-TB | yes | no | no | unwired
SIG-002103 | AI | Flow rate 02104 | G-0103 | AREA-08 |  |  | standby | CBL-001052 | 2 | SYN-AI-CHARM | SYN-AI-TB | yes | no | no | unwired
SIG-002104 | DI | Valve open limit 02105 | G-0104 | AREA-01 | RED-000527 | A | duty | CBL-001053 | 1 | SYN-DI-CHARM | SYN-DI-TB | no | no | no | wired
SIG-002105 | DI | High level switch 02106 | G-0105 | AREA-02 |  |  | standby | CBL-001053 | 2 | SYN-DI-CHARM | SYN-DI-TB | no | no | no | unwired
SIG-002106 | DI | Motor running feedback 02107 | G-0106 | AREA-03 | RED-000527 | B | duty | CBL-001054 | 1 | SYN-DI-CHARM | SYN-DI-TB | no | no | no | wired
SIG-002107 | DI | Valve open limit 02108 | G-0107 | AREA-04 |  |  | standby | CBL-001054 | 2 | SYN-DI-CHARM | SYN-DI-TB | no | no | no | wired
SIG-002108 | AI | Process temperature 02109 | G-0108 | AREA-05 | RED-000528 | A | duty | CBL-001055 | 1 | SYN-AI-CHARM | SYN-AI-TB | yes | no | no | wired
SIG-002109 | AI | Suction pressure 02110 | G-0109 | AREA-06 |  |  | standby | CBL-001055 | 2 | SYN-AI-CHARM | SYN-AI-TB | yes | no | no | loop_checked
SIG-002110 | DI | Valve open limit 02111 | G-0110 | AREA-07 | RED-000528 | B | duty | CBL-001056 | 1 | SYN-DI-CHARM | SYN-DI-TB | no | no | no | wired
SIG-002111 | DI | High level switch 02112 | G-0111 | AREA-08 |  |  | standby | CBL-001056 | 2 | SYN-DI-CHARM | SYN-DI-TB | no | no | no | unwired
SIG-002112 | DI | Motor running feedback 02113 | G-0112 | AREA-01 | RED-000529 | A | duty | CBL-001057 | 1 | SYN-DI-CHARM | SYN-DI-TB | no | no | no | unwired
SIG-002113 | DI | Valve open limit 02114 | G-0113 | AREA-02 |  |  | standby | CBL-001057 | 2 | SYN-DI-CHARM | SYN-DI-TB | no | no | no | unwired
SIG-002114 | DI | High level switch 02115 | G-0114 | AREA-03 | RED-000529 | B | duty | CBL-001058 | 1 | SYN-DI-CHARM | SYN-DI-TB | no | no | no | fat_tested
SIG-002115 | DI | Motor running feedback 02116 | G-0115 | AREA-04 |  |  | standby | CBL-001058 | 2 | SYN-DI-CHARM | SYN-DI-TB | no | no | no | unwired
SIG-002116 | DI | Valve open limit 02117 | G-0116 | AREA-05 | RED-000530 | A | duty | CBL-001059 | 1 | SYN-DI-CHARM | SYN-DI-TB | no | no | no | unwired
SIG-002117 | DI | High level switch 02118 | G-0117 | AREA-06 |  |  | standby | CBL-001059 | 2 | SYN-DI-CHARM | SYN-DI-TB | no | no | no | unwired
SIG-002118 | DO | Motor start command 02119 | G-0118 | AREA-07 | RED-000530 | B | duty | CBL-001060 | 1 | SYN-DO-CHARM | SYN-DO-TB | no | yes | no | loop_checked
SIG-002119 | DO | Solenoid command 02120 | G-0119 | AREA-08 |  |  | standby | CBL-001060 | 2 | SYN-DO-CHARM | SYN-DO-TB | no | yes | no | loop_checked
SIG-002120 | DI | High level switch 02121 | G-0120 | AREA-01 | RED-000531 | A | duty | CBL-001061 | 1 | SYN-DI-CHARM | SYN-DI-TB | no | no | no | unwired
SIG-002121 | DI | Motor running feedback 02122 | G-0121 | AREA-02 |  |  | standby | CBL-001061 | 2 | SYN-DI-CHARM | SYN-DI-TB | no | no | no | unwired
SIG-002122 | DO | Solenoid command 02123 | G-0122 | AREA-03 | RED-000531 | B | duty | CBL-001062 | 1 | SYN-DO-CHARM | SYN-DO-TB | no | yes | no | unwired
SIG-002123 | DO | Alarm reset output 02124 | G-0123 | AREA-04 |  |  | standby | CBL-001062 | 2 | SYN-DO-CHARM | SYN-DO-TB | no | yes | no | loop_checked
SIG-002124 | AI | Process temperature 02125 | G-0124 | AREA-05 | RED-000532 | A | duty | CBL-001063 | 1 | SYN-AI-CHARM | SYN-AI-TB | yes | no | no | unwired
SIG-002125 | AI | Suction pressure 02126 | G-0125 | AREA-06 |  |  | standby | CBL-001063 | 2 | SYN-AI-CHARM | SYN-AI-TB | yes | no | no | unwired
SIG-002126 | DI | High level switch 02127 | G-0126 | AREA-07 | RED-000532 | B | duty | CBL-001064 | 1 | SYN-DI-CHARM | SYN-DI-TB | no | no | no | unwired
SIG-002127 | DI | Motor running feedback 02128 | G-0127 | AREA-08 |  |  | standby | CBL-001064 | 2 | SYN-DI-CHARM | SYN-DI-TB | no | no | no | unwired
SIG-002128 | DI | Valve open limit 02129 | G-0128 | AREA-01 | RED-000533 | A | duty | CBL-001065 | 1 | SYN-DI-CHARM | SYN-DI-TB | no | no | no | unwired
SIG-002129 | DI | High level switch 02130 | G-0129 | AREA-02 |  |  | standby | CBL-001065 | 2 | SYN-DI-CHARM | SYN-DI-TB | no | no | no | wired
SIG-002130 | AO | Control valve demand 02131 | G-0130 | AREA-03 | RED-000533 | B | duty | CBL-001066 | 1 | SYN-AO-CHARM | SYN-AO-TB | yes | yes | yes | unwired
SIG-002131 | AO | Speed reference 02132 | G-0131 | AREA-04 |  |  | standby | CBL-001066 | 2 | SYN-AO-CHARM | SYN-AO-TB | yes | yes | yes | unwired
SIG-002132 | DI | High level switch 02133 | G-0132 | AREA-05 | RED-000534 | A | duty | CBL-001067 | 1 | SYN-DI-CHARM | SYN-DI-TB | no | no | no | loop_checked
SIG-002133 | DI | Motor running feedback 02134 | G-0133 | AREA-06 |  |  | standby | CBL-001067 | 2 | SYN-DI-CHARM | SYN-DI-TB | no | no | no | unwired
SIG-002134 | DO | Solenoid command 02135 | G-0134 | AREA-07 | RED-000534 | B | duty | CBL-001068 | 1 | SYN-DO-CHARM | SYN-DO-TB | no | yes | no | unwired
SIG-002135 | DO | Alarm reset output 02136 | G-0135 | AREA-08 |  |  | standby | CBL-001068 | 2 | SYN-DO-CHARM | SYN-DO-TB | no | yes | no | wired
SIG-002136 | DO | Motor start command 02137 | G-0136 | AREA-01 | RED-000535 | A | duty | CBL-001069 | 1 | SYN-DO-CHARM | SYN-DO-TB | no | yes | no | loop_checked
SIG-002137 | DO | Solenoid command 02138 | G-0137 | AREA-02 |  |  | standby | CBL-001069 | 2 | SYN-DO-CHARM | SYN-DO-TB | no | yes | no | unwired
SIG-002138 | DI | High level switch 02139 | G-0138 | AREA-03 | RED-000535 | B | duty | CBL-001070 | 1 | SYN-DI-CHARM | SYN-DI-TB | no | no | no | loop_checked
SIG-002139 | DI | Motor running feedback 02140 | G-0139 | AREA-04 |  |  | standby | CBL-001070 | 2 | SYN-DI-CHARM | SYN-DI-TB | no | no | no | unwired
SIG-002140 | DI | Valve open limit 02141 | G-0140 | AREA-05 | RED-000536 | A | duty | CBL-001071 | 1 | SYN-DI-CHARM | SYN-DI-TB | no | no | no | unwired
SIG-002141 | DI | High level switch 02142 | G-0141 | AREA-06 |  |  | standby | CBL-001071 | 2 | SYN-DI-CHARM | SYN-DI-TB | no | no | no | wired
SIG-002142 | AO | Control valve demand 02143 | G-0142 | AREA-07 | RED-000536 | B | duty | CBL-001072 | 1 | SYN-AO-CHARM | SYN-AO-TB | yes | yes | yes | loop_checked
SIG-002143 | AO | Speed reference 02144 | G-0143 | AREA-08 |  |  | standby | CBL-001072 | 2 | SYN-AO-CHARM | SYN-AO-TB | yes | yes | yes | wired
SIG-002144 | AI | Process temperature 02145 | G-0144 | AREA-01 | RED-000537 | A | duty | CBL-001073 | 1 | SYN-AI-CHARM | SYN-AI-TB | yes | no | no | unwired
SIG-002145 | AI | Suction pressure 02146 | G-0145 | AREA-02 |  |  | standby | CBL-001073 | 2 | SYN-AI-CHARM | SYN-AI-TB | yes | no | no | wired
SIG-002146 | AO | Speed reference 02147 | G-0146 | AREA-03 | RED-000537 | B | duty | CBL-001074 | 1 | SYN-AO-CHARM | SYN-AO-TB | yes | yes | yes | fat_tested
SIG-002147 | AO | Pressure setpoint 02148 | G-0147 | AREA-04 |  |  | standby | CBL-001074 | 2 | SYN-AO-CHARM | SYN-AO-TB | yes | yes | yes | unwired
SIG-002148 | AI | Process temperature 02149 | G-0148 | AREA-05 | RED-000538 | A | duty | CBL-001075 | 1 | SYN-AI-CHARM | SYN-AI-TB | yes | no | no | fat_tested
SIG-002149 | AI | Suction pressure 02150 | G-0149 | AREA-06 |  |  | standby | CBL-001075 | 2 | SYN-AI-CHARM | SYN-AI-TB | yes | no | no | loop_checked
SIG-002150 | DI | High level switch 02151 | G-0150 | AREA-07 | RED-000538 | B | duty | CBL-001076 | 1 | SYN-DI-CHARM | SYN-DI-TB | no | no | no | wired
SIG-002151 | DI | Motor running feedback 02152 | G-0151 | AREA-08 |  |  | standby | CBL-001076 | 2 | SYN-DI-CHARM | SYN-DI-TB | no | no | no | wired
SIG-002152 | AO | Speed reference 02153 | G-0152 | AREA-01 | RED-000539 | A | duty | CBL-001077 | 1 | SYN-AO-CHARM | SYN-AO-TB | yes | yes | yes | unwired
SIG-002153 | AO | Pressure setpoint 02154 | G-0153 | AREA-02 |  |  | standby | CBL-001077 | 2 | SYN-AO-CHARM | SYN-AO-TB | yes | yes | yes | unwired
SIG-002154 | DI | Motor running feedback 02155 | G-0154 | AREA-03 | RED-000539 | B | duty | CBL-001078 | 1 | SYN-DI-CHARM | SYN-DI-TB | no | no | no | unwired
SIG-002155 | DI | Valve open limit 02156 | G-0155 | AREA-04 |  |  | standby | CBL-001078 | 2 | SYN-DI-CHARM | SYN-DI-TB | no | no | no | unwired
SIG-002156 | DI | High level switch 02157 | G-0156 | AREA-05 | RED-000540 | A | duty | CBL-001079 | 1 | SYN-DI-CHARM | SYN-DI-TB | no | no | no | wired
SIG-002157 | DI | Motor running feedback 02158 | G-0157 | AREA-06 |  |  | standby | CBL-001079 | 2 | SYN-DI-CHARM | SYN-DI-TB | no | no | no | loop_checked
SIG-002158 | AI | Tank level 02159 | G-0158 | AREA-07 | RED-000540 | B | duty | CBL-001080 | 1 | SYN-AI-CHARM | SYN-AI-TB | yes | no | no | wired
SIG-002159 | AI | Flow rate 02160 | G-0159 | AREA-08 |  |  | standby | CBL-001080 | 2 | SYN-AI-CHARM | SYN-AI-TB | yes | no | no | wired
SIG-002160 | DI | Motor running feedback 02161 | G-0160 | AREA-01 | RED-000541 | A | duty | CBL-001081 | 1 | SYN-DI-CHARM | SYN-DI-TB | no | no | no | unwired
SIG-002161 | DI | Valve open limit 02162 | G-0161 | AREA-02 |  |  | standby | CBL-001081 | 2 | SYN-DI-CHARM | SYN-DI-TB | no | no | no | wired
SIG-002162 | AO | Pressure setpoint 02163 | G-0162 | AREA-03 | RED-000541 | B | duty | CBL-001082 | 1 | SYN-AO-CHARM | SYN-AO-TB | yes | yes | yes | unwired
SIG-002163 | AO | Control valve demand 02164 | G-0163 | AREA-04 |  |  | standby | CBL-001082 | 2 | SYN-AO-CHARM | SYN-AO-TB | yes | yes | yes | wired
SIG-002164 | DO | Solenoid command 02165 | G-0164 | AREA-05 | RED-000542 | A | duty | CBL-001083 | 1 | SYN-DO-CHARM | SYN-DO-TB | no | yes | no | wired
SIG-002165 | DO | Alarm reset output 02166 | G-0165 | AREA-06 |  |  | standby | CBL-001083 | 2 | SYN-DO-CHARM | SYN-DO-TB | no | yes | no | unwired
SIG-002166 | AO | Control valve demand 02167 | G-0166 | AREA-07 | RED-000542 | B | duty | CBL-001084 | 1 | SYN-AO-CHARM | SYN-AO-TB | yes | yes | yes | unwired
SIG-002167 | AO | Speed reference 02168 | G-0167 | AREA-08 |  |  | standby | CBL-001084 | 2 | SYN-AO-CHARM | SYN-AO-TB | yes | yes | yes | wired
SIG-002168 | DO | Alarm reset output 02169 | G-0168 | AREA-01 | RED-000543 | A | duty | CBL-001085 | 1 | SYN-DO-CHARM | SYN-DO-TB | no | yes | no | unwired
SIG-002169 | DO | Motor start command 02170 | G-0169 | AREA-02 |  |  | standby | CBL-001085 | 2 | SYN-DO-CHARM | SYN-DO-TB | no | yes | no | unwired
SIG-002170 | AI | Tank level 02171 | G-0170 | AREA-03 | RED-000543 | B | duty | CBL-001086 | 1 | SYN-AI-CHARM | SYN-AI-TB | yes | no | no | unwired
SIG-002171 | AI | Flow rate 02172 | G-0171 | AREA-04 |  |  | standby | CBL-001086 | 2 | SYN-AI-CHARM | SYN-AI-TB | yes | no | no | unwired
SIG-002172 | DO | Motor start command 02173 | G-0172 | AREA-05 | RED-000544 | A | duty | CBL-001087 | 1 | SYN-DO-CHARM | SYN-DO-TB | no | yes | no | unwired
SIG-002173 | DO | Solenoid command 02174 | G-0173 | AREA-06 |  |  | standby | CBL-001087 | 2 | SYN-DO-CHARM | SYN-DO-TB | no | yes | no | fat_tested
SIG-002174 | DI | High level switch 02175 | G-0174 | AREA-07 | RED-000544 | B | duty | CBL-001088 | 1 | SYN-DI-CHARM | SYN-DI-TB | no | no | no | fat_tested
SIG-002175 | DI | Motor running feedback 02176 | G-0175 | AREA-08 |  |  | standby | CBL-001088 | 2 | SYN-DI-CHARM | SYN-DI-TB | no | no | no | wired
SIG-002176 | AI | Process temperature 02177 | G-0176 | AREA-01 | RED-000545 | A | duty | CBL-001089 | 1 | SYN-AI-CHARM | SYN-AI-TB | yes | no | no | unwired
SIG-002177 | AI | Suction pressure 02178 | G-0177 | AREA-02 |  |  | standby | CBL-001089 | 2 | SYN-AI-CHARM | SYN-AI-TB | yes | no | no | unwired
SIG-002178 | DI | Motor running feedback 02179 | G-0178 | AREA-03 | RED-000545 | B | duty | CBL-001090 | 1 | SYN-DI-CHARM | SYN-DI-TB | no | no | no | unwired
SIG-002179 | DI | Valve open limit 02180 | G-0179 | AREA-04 |  |  | standby | CBL-001090 | 2 | SYN-DI-CHARM | SYN-DI-TB | no | no | no | unwired
SIG-002180 | AI | Process temperature 02181 | G-0180 | AREA-05 | RED-000546 | A | duty | CBL-001091 | 1 | SYN-AI-CHARM | SYN-AI-TB | yes | no | no | wired
SIG-002181 | AI | Suction pressure 02182 | G-0181 | AREA-06 |  |  | standby | CBL-001091 | 2 | SYN-AI-CHARM | SYN-AI-TB | yes | no | no | unwired
SIG-002182 | DO | Solenoid command 02183 | G-0182 | AREA-07 | RED-000546 | B | duty | CBL-001092 | 1 | SYN-DO-CHARM | SYN-DO-TB | no | yes | no | unwired
SIG-002183 | DO | Alarm reset output 02184 | G-0183 | AREA-08 |  |  | standby | CBL-001092 | 2 | SYN-DO-CHARM | SYN-DO-TB | no | yes | no | wired
SIG-002184 | DO | Motor start command 02185 | G-0184 | AREA-01 | RED-000547 | A | duty | CBL-001093 | 1 | SYN-DO-CHARM | SYN-DO-TB | no | yes | no | loop_checked
SIG-002185 | DO | Solenoid command 02186 | G-0185 | AREA-02 |  |  | standby | CBL-001093 | 2 | SYN-DO-CHARM | SYN-DO-TB | no | yes | no | wired
SIG-002186 | DI | High level switch 02187 | G-0186 | AREA-03 | RED-000547 | B | duty | CBL-001094 | 1 | SYN-DI-CHARM | SYN-DI-TB | no | no | no | loop_checked
SIG-002187 | DI | Motor running feedback 02188 | G-0187 | AREA-04 |  |  | standby | CBL-001094 | 2 | SYN-DI-CHARM | SYN-DI-TB | no | no | no | unwired
SIG-002188 | DI | Valve open limit 02189 | G-0188 | AREA-05 | RED-000548 | A | duty | CBL-001095 | 1 | SYN-DI-CHARM | SYN-DI-TB | no | no | no | unwired
SIG-002189 | DI | High level switch 02190 | G-0189 | AREA-06 |  |  | standby | CBL-001095 | 2 | SYN-DI-CHARM | SYN-DI-TB | no | no | no | unwired
SIG-002190 | DI | Motor running feedback 02191 | G-0190 | AREA-07 | RED-000548 | B | duty | CBL-001096 | 1 | SYN-DI-CHARM | SYN-DI-TB | no | no | no | wired
SIG-002191 | DI | Valve open limit 02192 | G-0191 | AREA-08 |  |  | standby | CBL-001096 | 2 | SYN-DI-CHARM | SYN-DI-TB | no | no | no | unwired
SIG-002192 | AI | Process temperature 02193 | G-0192 | AREA-01 | RED-000549 | A | duty | CBL-001097 | 1 | SYN-AI-CHARM | SYN-AI-TB | yes | no | no | fat_tested
SIG-002193 | AI | Suction pressure 02194 | G-0193 | AREA-02 |  |  | standby | CBL-001097 | 2 | SYN-AI-CHARM | SYN-AI-TB | yes | no | no | loop_checked
SIG-002194 | DI | Valve open limit 02195 | G-0194 | AREA-03 | RED-000549 | B | duty | CBL-001098 | 1 | SYN-DI-CHARM | SYN-DI-TB | no | no | no | wired
SIG-002195 | DI | High level switch 02196 | G-0195 | AREA-04 |  |  | standby | CBL-001098 | 2 | SYN-DI-CHARM | SYN-DI-TB | no | no | no | unwired
SIG-002196 | DO | Motor start command 02197 | G-0196 | AREA-05 | RED-000550 | A | duty | CBL-001099 | 1 | SYN-DO-CHARM | SYN-DO-TB | no | yes | no | unwired
SIG-002197 | DO | Solenoid command 02198 | G-0197 | AREA-06 |  |  | standby | CBL-001099 | 2 | SYN-DO-CHARM | SYN-DO-TB | no | yes | no | fat_tested
SIG-002198 | DI | High level switch 02199 | G-0198 | AREA-07 | RED-000550 | B | duty | CBL-001100 | 1 | SYN-DI-CHARM | SYN-DI-TB | no | no | no | wired
SIG-002199 | DI | Motor running feedback 02200 | G-0199 | AREA-08 |  |  | standby | CBL-001100 | 2 | SYN-DI-CHARM | SYN-DI-TB | no | no | no | unwired
SIG-002200 | DO | Solenoid command 02201 | G-0200 | AREA-01 | RED-000551 | A | duty | CBL-001101 | 1 | SYN-DO-CHARM | SYN-DO-TB | no | yes | no | loop_checked
SIG-002201 | DO | Alarm reset output 02202 | G-0201 | AREA-02 |  |  | standby | CBL-001101 | 2 | SYN-DO-CHARM | SYN-DO-TB | no | yes | no | unwired
SIG-002202 | AI | Tank level 02203 | G-0202 | AREA-03 | RED-000551 | B | duty | CBL-001102 | 1 | SYN-AI-CHARM | SYN-AI-TB | yes | no | no | unwired
SIG-002203 | AI | Flow rate 02204 | G-0203 | AREA-04 |  |  | standby | CBL-001102 | 2 | SYN-AI-CHARM | SYN-AI-TB | yes | no | no | wired
SIG-002204 | DI | High level switch 02205 | G-0204 | AREA-05 | RED-000552 | A | duty | CBL-001103 | 1 | SYN-DI-CHARM | SYN-DI-TB | no | no | no | unwired
SIG-002205 | DI | Motor running feedback 02206 | G-0205 | AREA-06 |  |  | standby | CBL-001103 | 2 | SYN-DI-CHARM | SYN-DI-TB | no | no | no | unwired
SIG-002206 | DI | Valve open limit 02207 | G-0206 | AREA-07 | RED-000552 | B | duty | CBL-001104 | 1 | SYN-DI-CHARM | SYN-DI-TB | no | no | no | unwired
SIG-002207 | DI | High level switch 02208 | G-0207 | AREA-08 |  |  | standby | CBL-001104 | 2 | SYN-DI-CHARM | SYN-DI-TB | no | no | no | fat_tested
SIG-002208 | AI | Process temperature 02209 | G-0208 | AREA-01 | RED-000553 | A | duty | CBL-001105 | 1 | SYN-AI-CHARM | SYN-AI-TB | yes | no | no | loop_checked
SIG-002209 | AI | Suction pressure 02210 | G-0209 | AREA-02 |  |  | standby | CBL-001105 | 2 | SYN-AI-CHARM | SYN-AI-TB | yes | no | no | unwired
SIG-002210 | AO | Pressure setpoint 02211 | G-0210 | AREA-03 | RED-000553 | B | duty | CBL-001106 | 1 | SYN-AO-CHARM | SYN-AO-TB | yes | yes | yes | unwired
SIG-002211 | AO | Control valve demand 02212 | G-0211 | AREA-04 |  |  | standby | CBL-001106 | 2 | SYN-AO-CHARM | SYN-AO-TB | yes | yes | yes | unwired
SIG-002212 | AI | Process temperature 02213 | G-0212 | AREA-05 | RED-000554 | A | duty | CBL-001107 | 1 | SYN-AI-CHARM | SYN-AI-TB | yes | no | no | unwired
SIG-002213 | AI | Suction pressure 02214 | G-0213 | AREA-06 |  |  | standby | CBL-001107 | 2 | SYN-AI-CHARM | SYN-AI-TB | yes | no | no | unwired
SIG-002214 | DI | Motor running feedback 02215 | G-0214 | AREA-07 | RED-000554 | B | duty | CBL-001108 | 1 | SYN-DI-CHARM | SYN-DI-TB | no | no | no | wired
SIG-002215 | DI | Valve open limit 02216 | G-0215 | AREA-08 |  |  | standby | CBL-001108 | 2 | SYN-DI-CHARM | SYN-DI-TB | no | no | no | wired
SIG-002216 | AO | Pressure setpoint 02217 | G-0216 | AREA-01 | RED-000555 | A | duty | CBL-001109 | 1 | SYN-AO-CHARM | SYN-AO-TB | yes | yes | yes | unwired
SIG-002217 | AO | Control valve demand 02218 | G-0217 | AREA-02 |  |  | standby | CBL-001109 | 2 | SYN-AO-CHARM | SYN-AO-TB | yes | yes | yes | unwired
SIG-002218 | DI | Valve open limit 02219 | G-0218 | AREA-03 | RED-000555 | B | duty | CBL-001110 | 1 | SYN-DI-CHARM | SYN-DI-TB | no | no | no | fat_tested
SIG-002219 | DI | High level switch 02220 | G-0219 | AREA-04 |  |  | standby | CBL-001110 | 2 | SYN-DI-CHARM | SYN-DI-TB | no | no | no | wired
SIG-002220 | DO | Motor start command 02221 | G-0220 | AREA-05 | RED-000556 | A | duty | CBL-001111 | 1 | SYN-DO-CHARM | SYN-DO-TB | no | yes | no | loop_checked
SIG-002221 | DO | Solenoid command 02222 | G-0221 | AREA-06 |  |  | standby | CBL-001111 | 2 | SYN-DO-CHARM | SYN-DO-TB | no | yes | no | unwired
SIG-002222 | AI | Tank level 02223 | G-0222 | AREA-07 | RED-000556 | B | duty | CBL-001112 | 1 | SYN-AI-CHARM | SYN-AI-TB | yes | no | no | unwired
SIG-002223 | AI | Flow rate 02224 | G-0223 | AREA-08 |  |  | standby | CBL-001112 | 2 | SYN-AI-CHARM | SYN-AI-TB | yes | no | no | fat_tested
SIG-002224 | AI | Process temperature 02225 | G-0224 | AREA-01 | RED-000557 | A | duty | CBL-001113 | 1 | SYN-AI-CHARM | SYN-AI-TB | yes | no | no | loop_checked
SIG-002225 | AI | Suction pressure 02226 | G-0225 | AREA-02 |  |  | standby | CBL-001113 | 2 | SYN-AI-CHARM | SYN-AI-TB | yes | no | no | unwired
SIG-002226 | DI | Motor running feedback 02227 | G-0226 | AREA-03 | RED-000557 | B | duty | CBL-001114 | 1 | SYN-DI-CHARM | SYN-DI-TB | no | no | no | wired
SIG-002227 | DI | Valve open limit 02228 | G-0227 | AREA-04 |  |  | standby | CBL-001114 | 2 | SYN-DI-CHARM | SYN-DI-TB | no | no | no | unwired
SIG-002228 | DI | High level switch 02229 | G-0228 | AREA-05 | RED-000558 | A | duty | CBL-001115 | 1 | SYN-DI-CHARM | SYN-DI-TB | no | no | no | unwired
SIG-002229 | DI | Motor running feedback 02230 | G-0229 | AREA-06 |  |  | standby | CBL-001115 | 2 | SYN-DI-CHARM | SYN-DI-TB | no | no | no | fat_tested
SIG-002230 | AI | Tank level 02231 | G-0230 | AREA-07 | RED-000558 | B | duty | CBL-001116 | 1 | SYN-AI-CHARM | SYN-AI-TB | yes | no | no | unwired
SIG-002231 | AI | Flow rate 02232 | G-0231 | AREA-08 |  |  | standby | CBL-001116 | 2 | SYN-AI-CHARM | SYN-AI-TB | yes | no | no | unwired
SIG-002232 | DI | Motor running feedback 02233 | G-0232 | AREA-01 | RED-000559 | A | duty | CBL-001117 | 1 | SYN-DI-CHARM | SYN-DI-TB | no | no | no | fat_tested
SIG-002233 | DI | Valve open limit 02234 | G-0233 | AREA-02 |  |  | standby | CBL-001117 | 2 | SYN-DI-CHARM | SYN-DI-TB | no | no | no | unwired
SIG-002234 | DI | High level switch 02235 | G-0234 | AREA-03 | RED-000559 | B | duty | CBL-001118 | 1 | SYN-DI-CHARM | SYN-DI-TB | no | no | no | unwired
SIG-002235 | DI | Motor running feedback 02236 | G-0235 | AREA-04 |  |  | standby | CBL-001118 | 2 | SYN-DI-CHARM | SYN-DI-TB | no | no | no | wired
SIG-002236 | DI | Valve open limit 02237 | G-0236 | AREA-05 | RED-000560 | A | duty | CBL-001119 | 1 | SYN-DI-CHARM | SYN-DI-TB | no | no | no | wired
SIG-002237 | DI | High level switch 02238 | G-0237 | AREA-06 |  |  | standby | CBL-001119 | 2 | SYN-DI-CHARM | SYN-DI-TB | no | no | no | loop_checked
SIG-002238 | DI | Motor running feedback 02239 | G-0238 | AREA-07 | RED-000560 | B | duty | CBL-001120 | 1 | SYN-DI-CHARM | SYN-DI-TB | no | no | no | unwired
SIG-002239 | DI | Valve open limit 02240 | G-0239 | AREA-08 |  |  | standby | CBL-001120 | 2 | SYN-DI-CHARM | SYN-DI-TB | no | no | no | fat_tested
SIG-002240 | DI | High level switch 02241 | G-0240 | AREA-01 | RED-000561 | A | duty | CBL-001121 | 1 | SYN-DI-CHARM | SYN-DI-TB | no | no | no | wired
SIG-002241 | DI | Motor running feedback 02242 | G-0241 | AREA-02 |  |  | standby | CBL-001121 | 2 | SYN-DI-CHARM | SYN-DI-TB | no | no | no | unwired
SIG-002242 | DI | Valve open limit 02243 | G-0242 | AREA-03 | RED-000561 | B | duty | CBL-001122 | 1 | SYN-DI-CHARM | SYN-DI-TB | no | no | no | unwired
SIG-002243 | DI | High level switch 02244 | G-0243 | AREA-04 |  |  | standby | CBL-001122 | 2 | SYN-DI-CHARM | SYN-DI-TB | no | no | no | unwired
SIG-002244 | DI | Motor running feedback 02245 | G-0244 | AREA-05 | RED-000562 | A | duty | CBL-001123 | 1 | SYN-DI-CHARM | SYN-DI-TB | no | no | no | unwired
SIG-002245 | DI | Valve open limit 02246 | G-0245 | AREA-06 |  |  | standby | CBL-001123 | 2 | SYN-DI-CHARM | SYN-DI-TB | no | no | no | unwired
SIG-002246 | DI | High level switch 02247 | G-0246 | AREA-07 | RED-000562 | B | duty | CBL-001124 | 1 | SYN-DI-CHARM | SYN-DI-TB | no | no | no | unwired
SIG-002247 | DI | Motor running feedback 02248 | G-0247 | AREA-08 |  |  | standby | CBL-001124 | 2 | SYN-DI-CHARM | SYN-DI-TB | no | no | no | unwired
SIG-002248 | DI | Valve open limit 02249 | G-0248 | AREA-01 | RED-000563 | A | duty | CBL-001125 | 1 | SYN-DI-CHARM | SYN-DI-TB | no | no | no | wired
SIG-002249 | DI | High level switch 02250 | G-0249 | AREA-02 |  |  | standby | CBL-001125 | 2 | SYN-DI-CHARM | SYN-DI-TB | no | no | no | unwired
SIG-002250 | AO | Control valve demand 02251 | G-0000 | AREA-03 | RED-000563 | B | duty | CBL-001126 | 1 | SYN-AO-CHARM | SYN-AO-TB | yes | yes | yes | wired
SIG-002251 | AO | Speed reference 02252 | G-0001 | AREA-04 |  |  | standby | CBL-001126 | 2 | SYN-AO-CHARM | SYN-AO-TB | yes | yes | yes | unwired
SIG-002252 | DI | High level switch 02253 | G-0002 | AREA-05 | RED-000564 | A | duty | CBL-001127 | 1 | SYN-DI-CHARM | SYN-DI-TB | no | no | no | fat_tested
SIG-002253 | DI | Motor running feedback 02254 | G-0003 | AREA-06 |  |  | standby | CBL-001127 | 2 | SYN-DI-CHARM | SYN-DI-TB | no | no | no | wired
SIG-002254 | DI | Valve open limit 02255 | G-0004 | AREA-07 | RED-000564 | B | duty | CBL-001128 | 1 | SYN-DI-CHARM | SYN-DI-TB | no | no | no | unwired
SIG-002255 | DI | High level switch 02256 | G-0005 | AREA-08 |  |  | standby | CBL-001128 | 2 | SYN-DI-CHARM | SYN-DI-TB | no | no | no | unwired
SIG-002256 | AI | Process temperature 02257 | G-0006 | AREA-01 | RED-000565 | A | duty | CBL-001129 | 1 | SYN-AI-CHARM | SYN-AI-TB | yes | no | no | unwired
SIG-002257 | AI | Suction pressure 02258 | G-0007 | AREA-02 |  |  | standby | CBL-001129 | 2 | SYN-AI-CHARM | SYN-AI-TB | yes | no | no | wired
SIG-002258 | DO | Alarm reset output 02259 | G-0008 | AREA-03 | RED-000565 | B | duty | CBL-001130 | 1 | SYN-DO-CHARM | SYN-DO-TB | no | yes | no | unwired
SIG-002259 | DO | Motor start command 02260 | G-0009 | AREA-04 |  |  | standby | CBL-001130 | 2 | SYN-DO-CHARM | SYN-DO-TB | no | yes | no | unwired
SIG-002260 | AO | Speed reference 02261 | G-0010 | AREA-05 | RED-000566 | A | duty | CBL-001131 | 1 | SYN-AO-CHARM | SYN-AO-TB | yes | yes | yes | unwired
SIG-002261 | AO | Pressure setpoint 02262 | G-0011 | AREA-06 |  |  | standby | CBL-001131 | 2 | SYN-AO-CHARM | SYN-AO-TB | yes | yes | yes | wired
SIG-002262 | DO | Motor start command 02263 | G-0012 | AREA-07 | RED-000566 | B | duty | CBL-001132 | 1 | SYN-DO-CHARM | SYN-DO-TB | no | yes | no | unwired
SIG-002263 | DO | Solenoid command 02264 | G-0013 | AREA-08 |  |  | standby | CBL-001132 | 2 | SYN-DO-CHARM | SYN-DO-TB | no | yes | no | unwired
SIG-002264 | DI | High level switch 02265 | G-0014 | AREA-01 | RED-000567 | A | duty | CBL-001133 | 1 | SYN-DI-CHARM | SYN-DI-TB | no | no | no | wired
SIG-002265 | DI | Motor running feedback 02266 | G-0015 | AREA-02 |  |  | standby | CBL-001133 | 2 | SYN-DI-CHARM | SYN-DI-TB | no | no | no | loop_checked
SIG-002266 | DI | Valve open limit 02267 | G-0016 | AREA-03 | RED-000567 | B | duty | CBL-001134 | 1 | SYN-DI-CHARM | SYN-DI-TB | no | no | no | unwired
SIG-002267 | DI | High level switch 02268 | G-0017 | AREA-04 |  |  | standby | CBL-001134 | 2 | SYN-DI-CHARM | SYN-DI-TB | no | no | no | wired
SIG-002268 | AO | Control valve demand 02269 | G-0018 | AREA-05 | RED-000568 | A | duty | CBL-001135 | 1 | SYN-AO-CHARM | SYN-AO-TB | yes | yes | yes | unwired
SIG-002269 | AO | Speed reference 02270 | G-0019 | AREA-06 |  |  | standby | CBL-001135 | 2 | SYN-AO-CHARM | SYN-AO-TB | yes | yes | yes | unwired
SIG-002270 | AO | Pressure setpoint 02271 | G-0020 | AREA-07 | RED-000568 | B | duty | CBL-001136 | 1 | SYN-AO-CHARM | SYN-AO-TB | yes | yes | yes | wired
SIG-002271 | AO | Control valve demand 02272 | G-0021 | AREA-08 |  |  | standby | CBL-001136 | 2 | SYN-AO-CHARM | SYN-AO-TB | yes | yes | yes | unwired
SIG-002272 | DI | Valve open limit 02273 | G-0022 | AREA-01 | RED-000569 | A | duty | CBL-001137 | 1 | SYN-DI-CHARM | SYN-DI-TB | no | no | no | unwired
SIG-002273 | DI | High level switch 02274 | G-0023 | AREA-02 |  |  | standby | CBL-001137 | 2 | SYN-DI-CHARM | SYN-DI-TB | no | no | no | wired
SIG-002274 | AO | Control valve demand 02275 | G-0024 | AREA-03 | RED-000569 | B | duty | CBL-001138 | 1 | SYN-AO-CHARM | SYN-AO-TB | yes | yes | yes | loop_checked
SIG-002275 | AO | Speed reference 02276 | G-0025 | AREA-04 |  |  | standby | CBL-001138 | 2 | SYN-AO-CHARM | SYN-AO-TB | yes | yes | yes | unwired
SIG-002276 | DI | High level switch 02277 | G-0026 | AREA-05 | RED-000570 | A | duty | CBL-001139 | 1 | SYN-DI-CHARM | SYN-DI-TB | no | no | no | unwired
SIG-002277 | DI | Motor running feedback 02278 | G-0027 | AREA-06 |  |  | standby | CBL-001139 | 2 | SYN-DI-CHARM | SYN-DI-TB | no | no | no | unwired
SIG-002278 | AI | Tank level 02279 | G-0028 | AREA-07 | RED-000570 | B | duty | CBL-001140 | 1 | SYN-AI-CHARM | SYN-AI-TB | yes | no | no | unwired
SIG-002279 | AI | Flow rate 02280 | G-0029 | AREA-08 |  |  | standby | CBL-001140 | 2 | SYN-AI-CHARM | SYN-AI-TB | yes | no | no | fat_tested
SIG-002280 | DI | Motor running feedback 02281 | G-0030 | AREA-01 | RED-000571 | A | duty | CBL-001141 | 1 | SYN-DI-CHARM | SYN-DI-TB | no | no | no | unwired
SIG-002281 | DI | Valve open limit 02282 | G-0031 | AREA-02 |  |  | standby | CBL-001141 | 2 | SYN-DI-CHARM | SYN-DI-TB | no | no | no | unwired
SIG-002282 | DO | Alarm reset output 02283 | G-0032 | AREA-03 | RED-000571 | B | duty | CBL-001142 | 1 | SYN-DO-CHARM | SYN-DO-TB | no | yes | no | unwired
SIG-002283 | DO | Motor start command 02284 | G-0033 | AREA-04 |  |  | standby | CBL-001142 | 2 | SYN-DO-CHARM | SYN-DO-TB | no | yes | no | loop_checked
SIG-002284 | DO | Solenoid command 02285 | G-0034 | AREA-05 | RED-000572 | A | duty | CBL-001143 | 1 | SYN-DO-CHARM | SYN-DO-TB | no | yes | no | wired
SIG-002285 | DO | Alarm reset output 02286 | G-0035 | AREA-06 |  |  | standby | CBL-001143 | 2 | SYN-DO-CHARM | SYN-DO-TB | no | yes | no | loop_checked
SIG-002286 | DO | Motor start command 02287 | G-0036 | AREA-07 | RED-000572 | B | duty | CBL-001144 | 1 | SYN-DO-CHARM | SYN-DO-TB | no | yes | no | unwired
SIG-002287 | DO | Solenoid command 02288 | G-0037 | AREA-08 |  |  | standby | CBL-001144 | 2 | SYN-DO-CHARM | SYN-DO-TB | no | yes | no | unwired
SIG-002288 | DI | High level switch 02289 | G-0038 | AREA-01 | RED-000573 | A | duty | CBL-001145 | 1 | SYN-DI-CHARM | SYN-DI-TB | no | no | no | loop_checked
SIG-002289 | DI | Motor running feedback 02290 | G-0039 | AREA-02 |  |  | standby | CBL-001145 | 2 | SYN-DI-CHARM | SYN-DI-TB | no | no | no | unwired
SIG-002290 | AI | Tank level 02291 | G-0040 | AREA-03 | RED-000573 | B | duty | CBL-001146 | 1 | SYN-AI-CHARM | SYN-AI-TB | yes | no | no | unwired
SIG-002291 | AI | Flow rate 02292 | G-0041 | AREA-04 |  |  | standby | CBL-001146 | 2 | SYN-AI-CHARM | SYN-AI-TB | yes | no | no | unwired
SIG-002292 | DI | Motor running feedback 02293 | G-0042 | AREA-05 | RED-000574 | A | duty | CBL-001147 | 1 | SYN-DI-CHARM | SYN-DI-TB | no | no | no | loop_checked
SIG-002293 | DI | Valve open limit 02294 | G-0043 | AREA-06 |  |  | standby | CBL-001147 | 2 | SYN-DI-CHARM | SYN-DI-TB | no | no | no | wired
SIG-002294 | DI | High level switch 02295 | G-0044 | AREA-07 | RED-000574 | B | duty | CBL-001148 | 1 | SYN-DI-CHARM | SYN-DI-TB | no | no | no | wired
SIG-002295 | DI | Motor running feedback 02296 | G-0045 | AREA-08 |  |  | standby | CBL-001148 | 2 | SYN-DI-CHARM | SYN-DI-TB | no | no | no | unwired
SIG-002296 | DI | Valve open limit 02297 | G-0046 | AREA-01 | RED-000575 | A | duty | CBL-001149 | 1 | SYN-DI-CHARM | SYN-DI-TB | no | no | no | unwired
SIG-002297 | DI | High level switch 02298 | G-0047 | AREA-02 |  |  | standby | CBL-001149 | 2 | SYN-DI-CHARM | SYN-DI-TB | no | no | no | wired
SIG-002298 | AO | Control valve demand 02299 | G-0048 | AREA-03 | RED-000575 | B | duty | CBL-001150 | 1 | SYN-AO-CHARM | SYN-AO-TB | yes | yes | yes | unwired
SIG-002299 | AO | Speed reference 02300 | G-0049 | AREA-04 |  |  | standby | CBL-001150 | 2 | SYN-AO-CHARM | SYN-AO-TB | yes | yes | yes | wired
SIG-002300 | DO | Alarm reset output 02301 | G-0050 | AREA-05 | RED-000576 | A | duty | CBL-001151 | 1 | SYN-DO-CHARM | SYN-DO-TB | no | yes | no | unwired
SIG-002301 | DO | Motor start command 02302 | G-0051 | AREA-06 |  |  | standby | CBL-001151 | 2 | SYN-DO-CHARM | SYN-DO-TB | no | yes | no | unwired
SIG-002302 | AO | Speed reference 02303 | G-0052 | AREA-07 | RED-000576 | B | duty | CBL-001152 | 1 | SYN-AO-CHARM | SYN-AO-TB | yes | yes | yes | unwired
SIG-002303 | AO | Pressure setpoint 02304 | G-0053 | AREA-08 |  |  | standby | CBL-001152 | 2 | SYN-AO-CHARM | SYN-AO-TB | yes | yes | yes | wired
SIG-002304 | DO | Motor start command 02305 | G-0054 | AREA-01 | RED-000577 | A | duty | CBL-001153 | 1 | SYN-DO-CHARM | SYN-DO-TB | no | yes | no | unwired
SIG-002305 | DO | Solenoid command 02306 | G-0055 | AREA-02 |  |  | standby | CBL-001153 | 2 | SYN-DO-CHARM | SYN-DO-TB | no | yes | no | unwired
SIG-002306 | DI | High level switch 02307 | G-0056 | AREA-03 | RED-000577 | B | duty | CBL-001154 | 1 | SYN-DI-CHARM | SYN-DI-TB | no | no | no | unwired
SIG-002307 | DI | Motor running feedback 02308 | G-0057 | AREA-04 |  |  | standby | CBL-001154 | 2 | SYN-DI-CHARM | SYN-DI-TB | no | no | no | unwired
SIG-002308 | AI | Process temperature 02309 | G-0058 | AREA-05 | RED-000578 | A | duty | CBL-001155 | 1 | SYN-AI-CHARM | SYN-AI-TB | yes | no | no | fat_tested
SIG-002309 | AI | Suction pressure 02310 | G-0059 | AREA-06 |  |  | standby | CBL-001155 | 2 | SYN-AI-CHARM | SYN-AI-TB | yes | no | no | unwired
SIG-002310 | AI | Tank level 02311 | G-0060 | AREA-07 | RED-000578 | B | duty | CBL-001156 | 1 | SYN-AI-CHARM | SYN-AI-TB | yes | no | no | unwired
SIG-002311 | AI | Flow rate 02312 | G-0061 | AREA-08 |  |  | standby | CBL-001156 | 2 | SYN-AI-CHARM | SYN-AI-TB | yes | no | no | unwired
SIG-002312 | DI | High level switch 02313 | G-0062 | AREA-01 | RED-000579 | A | duty | CBL-001157 | 1 | SYN-DI-CHARM | SYN-DI-TB | no | no | no | unwired
SIG-002313 | DI | Motor running feedback 02314 | G-0063 | AREA-02 |  |  | standby | CBL-001157 | 2 | SYN-DI-CHARM | SYN-DI-TB | no | no | no | wired
SIG-002314 | DI | Valve open limit 02315 | G-0064 | AREA-03 | RED-000579 | B | duty | CBL-001158 | 1 | SYN-DI-CHARM | SYN-DI-TB | no | no | no | unwired
SIG-002315 | DI | High level switch 02316 | G-0065 | AREA-04 |  |  | standby | CBL-001158 | 2 | SYN-DI-CHARM | SYN-DI-TB | no | no | no | unwired
SIG-002316 | DO | Motor start command 02317 | G-0066 | AREA-05 | RED-000580 | A | duty | CBL-001159 | 1 | SYN-DO-CHARM | SYN-DO-TB | no | yes | no | wired
SIG-002317 | DO | Solenoid command 02318 | G-0067 | AREA-06 |  |  | standby | CBL-001159 | 2 | SYN-DO-CHARM | SYN-DO-TB | no | yes | no | unwired
SIG-002318 | DI | High level switch 02319 | G-0068 | AREA-07 | RED-000580 | B | duty | CBL-001160 | 1 | SYN-DI-CHARM | SYN-DI-TB | no | no | no | wired
SIG-002319 | DI | Motor running feedback 02320 | G-0069 | AREA-08 |  |  | standby | CBL-001160 | 2 | SYN-DI-CHARM | SYN-DI-TB | no | no | no | loop_checked
SIG-002320 | DI | Valve open limit 02321 | G-0070 | AREA-01 | RED-000581 | A | duty | CBL-001161 | 1 | SYN-DI-CHARM | SYN-DI-TB | no | no | no | wired
SIG-002321 | DI | High level switch 02322 | G-0071 | AREA-02 |  |  | standby | CBL-001161 | 2 | SYN-DI-CHARM | SYN-DI-TB | no | no | no | unwired
SIG-002322 | AI | Tank level 02323 | G-0072 | AREA-03 | RED-000581 | B | duty | CBL-001162 | 1 | SYN-AI-CHARM | SYN-AI-TB | yes | no | no | unwired
SIG-002323 | AI | Flow rate 02324 | G-0073 | AREA-04 |  |  | standby | CBL-001162 | 2 | SYN-AI-CHARM | SYN-AI-TB | yes | no | no | wired
SIG-002324 | DI | High level switch 02325 | G-0074 | AREA-05 | RED-000582 | A | duty | CBL-001163 | 1 | SYN-DI-CHARM | SYN-DI-TB | no | no | no | unwired
SIG-002325 | DI | Motor running feedback 02326 | G-0075 | AREA-06 |  |  | standby | CBL-001163 | 2 | SYN-DI-CHARM | SYN-DI-TB | no | no | no | unwired
SIG-002326 | DI | Valve open limit 02327 | G-0076 | AREA-07 | RED-000582 | B | duty | CBL-001164 | 1 | SYN-DI-CHARM | SYN-DI-TB | no | no | no | unwired
SIG-002327 | DI | High level switch 02328 | G-0077 | AREA-08 |  |  | standby | CBL-001164 | 2 | SYN-DI-CHARM | SYN-DI-TB | no | no | no | unwired
SIG-002328 | DO | Motor start command 02329 | G-0078 | AREA-01 | RED-000583 | A | duty | CBL-001165 | 1 | SYN-DO-CHARM | SYN-DO-TB | no | yes | no | loop_checked
SIG-002329 | DO | Solenoid command 02330 | G-0079 | AREA-02 |  |  | standby | CBL-001165 | 2 | SYN-DO-CHARM | SYN-DO-TB | no | yes | no | loop_checked
SIG-002330 | DO | Alarm reset output 02331 | G-0080 | AREA-03 | RED-000583 | B | duty | CBL-001166 | 1 | SYN-DO-CHARM | SYN-DO-TB | no | yes | no | loop_checked
SIG-002331 | DO | Motor start command 02332 | G-0081 | AREA-04 |  |  | standby | CBL-001166 | 2 | SYN-DO-CHARM | SYN-DO-TB | no | yes | no | unwired
SIG-002332 | AO | Speed reference 02333 | G-0082 | AREA-05 | RED-000584 | A | duty | CBL-001167 | 1 | SYN-AO-CHARM | SYN-AO-TB | yes | yes | yes | unwired
SIG-002333 | AO | Pressure setpoint 02334 | G-0083 | AREA-06 |  |  | standby | CBL-001167 | 2 | SYN-AO-CHARM | SYN-AO-TB | yes | yes | yes | unwired
SIG-002334 | DO | Motor start command 02335 | G-0084 | AREA-07 | RED-000584 | B | duty | CBL-001168 | 1 | SYN-DO-CHARM | SYN-DO-TB | no | yes | no | wired
SIG-002335 | DO | Solenoid command 02336 | G-0085 | AREA-08 |  |  | standby | CBL-001168 | 2 | SYN-DO-CHARM | SYN-DO-TB | no | yes | no | wired
SIG-002336 | DO | Alarm reset output 02337 | G-0086 | AREA-01 | RED-000585 | A | duty | CBL-001169 | 1 | SYN-DO-CHARM | SYN-DO-TB | no | yes | no | wired
SIG-002337 | DO | Motor start command 02338 | G-0087 | AREA-02 |  |  | standby | CBL-001169 | 2 | SYN-DO-CHARM | SYN-DO-TB | no | yes | no | wired
SIG-002338 | DI | Valve open limit 02339 | G-0088 | AREA-03 | RED-000585 | B | duty | CBL-001170 | 1 | SYN-DI-CHARM | SYN-DI-TB | no | no | no | wired
SIG-002339 | DI | High level switch 02340 | G-0089 | AREA-04 |  |  | standby | CBL-001170 | 2 | SYN-DI-CHARM | SYN-DI-TB | no | no | no | fat_tested
SIG-002340 | AO | Control valve demand 02341 | G-0090 | AREA-05 | RED-000586 | A | duty | CBL-001171 | 1 | SYN-AO-CHARM | SYN-AO-TB | yes | yes | yes | unwired
SIG-002341 | AO | Speed reference 02342 | G-0091 | AREA-06 |  |  | standby | CBL-001171 | 2 | SYN-AO-CHARM | SYN-AO-TB | yes | yes | yes | wired
SIG-002342 | DO | Alarm reset output 02343 | G-0092 | AREA-07 | RED-000586 | B | duty | CBL-001172 | 1 | SYN-DO-CHARM | SYN-DO-TB | no | yes | no | loop_checked
SIG-002343 | DO | Motor start command 02344 | G-0093 | AREA-08 |  |  | standby | CBL-001172 | 2 | SYN-DO-CHARM | SYN-DO-TB | no | yes | no | unwired
SIG-002344 | DO | Solenoid command 02345 | G-0094 | AREA-01 | RED-000587 | A | duty | CBL-001173 | 1 | SYN-DO-CHARM | SYN-DO-TB | no | yes | no | unwired
SIG-002345 | DO | Alarm reset output 02346 | G-0095 | AREA-02 |  |  | standby | CBL-001173 | 2 | SYN-DO-CHARM | SYN-DO-TB | no | yes | no | unwired
SIG-002346 | AI | Tank level 02347 | G-0096 | AREA-03 | RED-000587 | B | duty | CBL-001174 | 1 | SYN-AI-CHARM | SYN-AI-TB | yes | no | no | unwired
SIG-002347 | AI | Flow rate 02348 | G-0097 | AREA-04 |  |  | standby | CBL-001174 | 2 | SYN-AI-CHARM | SYN-AI-TB | yes | no | no | loop_checked
SIG-002348 | DO | Alarm reset output 02349 | G-0098 | AREA-05 | RED-000588 | A | duty | CBL-001175 | 1 | SYN-DO-CHARM | SYN-DO-TB | no | yes | no | wired
SIG-002349 | DO | Motor start command 02350 | G-0099 | AREA-06 |  |  | standby | CBL-001175 | 2 | SYN-DO-CHARM | SYN-DO-TB | no | yes | no | unwired
SIG-002350 | AI | Tank level 02351 | G-0100 | AREA-07 | RED-000588 | B | duty | CBL-001176 | 1 | SYN-AI-CHARM | SYN-AI-TB | yes | no | no | unwired
SIG-002351 | AI | Flow rate 02352 | G-0101 | AREA-08 |  |  | standby | CBL-001176 | 2 | SYN-AI-CHARM | SYN-AI-TB | yes | no | no | fat_tested
SIG-002352 | DO | Motor start command 02353 | G-0102 | AREA-01 | RED-000589 | A | duty | CBL-001177 | 1 | SYN-DO-CHARM | SYN-DO-TB | no | yes | no | unwired
SIG-002353 | DO | Solenoid command 02354 | G-0103 | AREA-02 |  |  | standby | CBL-001177 | 2 | SYN-DO-CHARM | SYN-DO-TB | no | yes | no | unwired
SIG-002354 | AI | Tank level 02355 | G-0104 | AREA-03 | RED-000589 | B | duty | CBL-001178 | 1 | SYN-AI-CHARM | SYN-AI-TB | yes | no | no | unwired
SIG-002355 | AI | Flow rate 02356 | G-0105 | AREA-04 |  |  | standby | CBL-001178 | 2 | SYN-AI-CHARM | SYN-AI-TB | yes | no | no | fat_tested
SIG-002356 | DO | Solenoid command 02357 | G-0106 | AREA-05 | RED-000590 | A | duty | CBL-001179 | 1 | SYN-DO-CHARM | SYN-DO-TB | no | yes | no | wired
SIG-002357 | DO | Alarm reset output 02358 | G-0107 | AREA-06 |  |  | standby | CBL-001179 | 2 | SYN-DO-CHARM | SYN-DO-TB | no | yes | no | unwired
SIG-002358 | DI | Motor running feedback 02359 | G-0108 | AREA-07 | RED-000590 | B | duty | CBL-001180 | 1 | SYN-DI-CHARM | SYN-DI-TB | no | no | no | fat_tested
SIG-002359 | DI | Valve open limit 02360 | G-0109 | AREA-08 |  |  | standby | CBL-001180 | 2 | SYN-DI-CHARM | SYN-DI-TB | no | no | no | unwired
SIG-002360 | DI | High level switch 02361 | G-0110 | AREA-01 | RED-000591 | A | duty | CBL-001181 | 1 | SYN-DI-CHARM | SYN-DI-TB | no | no | no | unwired
SIG-002361 | DI | Motor running feedback 02362 | G-0111 | AREA-02 |  |  | standby | CBL-001181 | 2 | SYN-DI-CHARM | SYN-DI-TB | no | no | no | unwired
SIG-002362 | AO | Speed reference 02363 | G-0112 | AREA-03 | RED-000591 | B | duty | CBL-001182 | 1 | SYN-AO-CHARM | SYN-AO-TB | yes | yes | yes | wired
SIG-002363 | AO | Pressure setpoint 02364 | G-0113 | AREA-04 |  |  | standby | CBL-001182 | 2 | SYN-AO-CHARM | SYN-AO-TB | yes | yes | yes | unwired
SIG-002364 | DO | Motor start command 02365 | G-0114 | AREA-05 | RED-000592 | A | duty | CBL-001183 | 1 | SYN-DO-CHARM | SYN-DO-TB | no | yes | no | unwired
SIG-002365 | DO | Solenoid command 02366 | G-0115 | AREA-06 |  |  | standby | CBL-001183 | 2 | SYN-DO-CHARM | SYN-DO-TB | no | yes | no | unwired
SIG-002366 | DI | High level switch 02367 | G-0116 | AREA-07 | RED-000592 | B | duty | CBL-001184 | 1 | SYN-DI-CHARM | SYN-DI-TB | no | no | no | wired
SIG-002367 | DI | Motor running feedback 02368 | G-0117 | AREA-08 |  |  | standby | CBL-001184 | 2 | SYN-DI-CHARM | SYN-DI-TB | no | no | no | unwired
SIG-002368 | AI | Process temperature 02369 | G-0118 | AREA-01 | RED-000593 | A | duty | CBL-001185 | 1 | SYN-AI-CHARM | SYN-AI-TB | yes | no | no | loop_checked
SIG-002369 | AI | Suction pressure 02370 | G-0119 | AREA-02 |  |  | standby | CBL-001185 | 2 | SYN-AI-CHARM | SYN-AI-TB | yes | no | no | wired
SIG-002370 | AI | Tank level 02371 | G-0120 | AREA-03 | RED-000593 | B | duty | CBL-001186 | 1 | SYN-AI-CHARM | SYN-AI-TB | yes | no | no | wired
SIG-002371 | AI | Flow rate 02372 | G-0121 | AREA-04 |  |  | standby | CBL-001186 | 2 | SYN-AI-CHARM | SYN-AI-TB | yes | no | no | wired
SIG-002372 | AO | Pressure setpoint 02373 | G-0122 | AREA-05 | RED-000594 | A | duty | CBL-001187 | 1 | SYN-AO-CHARM | SYN-AO-TB | yes | yes | yes | unwired
SIG-002373 | AO | Control valve demand 02374 | G-0123 | AREA-06 |  |  | standby | CBL-001187 | 2 | SYN-AO-CHARM | SYN-AO-TB | yes | yes | yes | unwired
SIG-002374 | AO | Speed reference 02375 | G-0124 | AREA-07 | RED-000594 | B | duty | CBL-001188 | 1 | SYN-AO-CHARM | SYN-AO-TB | yes | yes | yes | unwired
SIG-002375 | AO | Pressure setpoint 02376 | G-0125 | AREA-08 |  |  | standby | CBL-001188 | 2 | SYN-AO-CHARM | SYN-AO-TB | yes | yes | yes | unwired
SIG-002376 | DI | Motor running feedback 02377 | G-0126 | AREA-01 | RED-000595 | A | duty | CBL-001189 | 1 | SYN-DI-CHARM | SYN-DI-TB | no | no | no | loop_checked
SIG-002377 | DI | Valve open limit 02378 | G-0127 | AREA-02 |  |  | standby | CBL-001189 | 2 | SYN-DI-CHARM | SYN-DI-TB | no | no | no | unwired
SIG-002378 | AI | Tank level 02379 | G-0128 | AREA-03 | RED-000595 | B | duty | CBL-001190 | 1 | SYN-AI-CHARM | SYN-AI-TB | yes | no | no | unwired
SIG-002379 | AI | Flow rate 02380 | G-0129 | AREA-04 |  |  | standby | CBL-001190 | 2 | SYN-AI-CHARM | SYN-AI-TB | yes | no | no | loop_checked
SIG-002380 | DO | Solenoid command 02381 | G-0130 | AREA-05 | RED-000596 | A | duty | CBL-001191 | 1 | SYN-DO-CHARM | SYN-DO-TB | no | yes | no | unwired
SIG-002381 | DO | Alarm reset output 02382 | G-0131 | AREA-06 |  |  | standby | CBL-001191 | 2 | SYN-DO-CHARM | SYN-DO-TB | no | yes | no | unwired
SIG-002382 | AI | Tank level 02383 | G-0132 | AREA-07 | RED-000596 | B | duty | CBL-001192 | 1 | SYN-AI-CHARM | SYN-AI-TB | yes | no | no | unwired
SIG-002383 | AI | Flow rate 02384 | G-0133 | AREA-08 |  |  | standby | CBL-001192 | 2 | SYN-AI-CHARM | SYN-AI-TB | yes | no | no | wired
SIG-002384 | AI | Process temperature 02385 | G-0134 | AREA-01 | RED-000597 | A | duty | CBL-001193 | 1 | SYN-AI-CHARM | SYN-AI-TB | yes | no | no | loop_checked
SIG-002385 | AI | Suction pressure 02386 | G-0135 | AREA-02 |  |  | standby | CBL-001193 | 2 | SYN-AI-CHARM | SYN-AI-TB | yes | no | no | unwired
SIG-002386 | AI | Tank level 02387 | G-0136 | AREA-03 | RED-000597 | B | duty | CBL-001194 | 1 | SYN-AI-CHARM | SYN-AI-TB | yes | no | no | loop_checked
SIG-002387 | AI | Flow rate 02388 | G-0137 | AREA-04 |  |  | standby | CBL-001194 | 2 | SYN-AI-CHARM | SYN-AI-TB | yes | no | no | unwired
SIG-002388 | DI | Motor running feedback 02389 | G-0138 | AREA-05 | RED-000598 | A | duty | CBL-001195 | 1 | SYN-DI-CHARM | SYN-DI-TB | no | no | no | unwired
SIG-002389 | DI | Valve open limit 02390 | G-0139 | AREA-06 |  |  | standby | CBL-001195 | 2 | SYN-DI-CHARM | SYN-DI-TB | no | no | no | unwired
SIG-002390 | AI | Tank level 02391 | G-0140 | AREA-07 | RED-000598 | B | duty | CBL-001196 | 1 | SYN-AI-CHARM | SYN-AI-TB | yes | no | no | wired
SIG-002391 | AI | Flow rate 02392 | G-0141 | AREA-08 |  |  | standby | CBL-001196 | 2 | SYN-AI-CHARM | SYN-AI-TB | yes | no | no | wired
SIG-002392 | AI | Process temperature 02393 | G-0142 | AREA-01 | RED-000599 | A | duty | CBL-001197 | 1 | SYN-AI-CHARM | SYN-AI-TB | yes | no | no | wired
SIG-002393 | AI | Suction pressure 02394 | G-0143 | AREA-02 |  |  | standby | CBL-001197 | 2 | SYN-AI-CHARM | SYN-AI-TB | yes | no | no | unwired
SIG-002394 | DI | Motor running feedback 02395 | G-0144 | AREA-03 | RED-000599 | B | duty | CBL-001198 | 1 | SYN-DI-CHARM | SYN-DI-TB | no | no | no | wired
SIG-002395 | DI | Valve open limit 02396 | G-0145 | AREA-04 |  |  | standby | CBL-001198 | 2 | SYN-DI-CHARM | SYN-DI-TB | no | no | no | wired
SIG-002396 | DO | Alarm reset output 02397 | G-0146 | AREA-05 | RED-000600 | A | duty | CBL-001199 | 1 | SYN-DO-CHARM | SYN-DO-TB | no | yes | no | loop_checked
SIG-002397 | DO | Motor start command 02398 | G-0147 | AREA-06 |  |  | standby | CBL-001199 | 2 | SYN-DO-CHARM | SYN-DO-TB | no | yes | no | unwired
SIG-002398 | AI | Tank level 02399 | G-0148 | AREA-07 | RED-000600 | B | duty | CBL-001200 | 1 | SYN-AI-CHARM | SYN-AI-TB | yes | no | no | wired
SIG-002399 | AI | Flow rate 02400 | G-0149 | AREA-08 |  |  | standby | CBL-001200 | 2 | SYN-AI-CHARM | SYN-AI-TB | yes | no | no | unwired
SIG-002400 | AO | Control valve demand 02401 | G-0150 | AREA-01 | RED-000601 | A | duty | CBL-001201 | 1 | SYN-AO-CHARM | SYN-AO-TB | yes | yes | yes | wired
SIG-002401 | AO | Speed reference 02402 | G-0151 | AREA-02 |  |  | standby | CBL-001201 | 2 | SYN-AO-CHARM | SYN-AO-TB | yes | yes | yes | wired
SIG-002402 | DO | Alarm reset output 02403 | G-0152 | AREA-03 | RED-000601 | B | duty | CBL-001202 | 1 | SYN-DO-CHARM | SYN-DO-TB | no | yes | no | wired
SIG-002403 | DO | Motor start command 02404 | G-0153 | AREA-04 |  |  | standby | CBL-001202 | 2 | SYN-DO-CHARM | SYN-DO-TB | no | yes | no | unwired
SIG-002404 | DI | Valve open limit 02405 | G-0154 | AREA-05 | RED-000602 | A | duty | CBL-001203 | 1 | SYN-DI-CHARM | SYN-DI-TB | no | no | no | unwired
SIG-002405 | DI | High level switch 02406 | G-0155 | AREA-06 |  |  | standby | CBL-001203 | 2 | SYN-DI-CHARM | SYN-DI-TB | no | no | no | wired
SIG-002406 | DI | Motor running feedback 02407 | G-0156 | AREA-07 | RED-000602 | B | duty | CBL-001204 | 1 | SYN-DI-CHARM | SYN-DI-TB | no | no | no | unwired
SIG-002407 | DI | Valve open limit 02408 | G-0157 | AREA-08 |  |  | standby | CBL-001204 | 2 | SYN-DI-CHARM | SYN-DI-TB | no | no | no | loop_checked
SIG-002408 | AI | Process temperature 02409 | G-0158 | AREA-01 | RED-000603 | A | duty | CBL-001205 | 1 | SYN-AI-CHARM | SYN-AI-TB | yes | no | no | unwired
SIG-002409 | AI | Suction pressure 02410 | G-0159 | AREA-02 |  |  | standby | CBL-001205 | 2 | SYN-AI-CHARM | SYN-AI-TB | yes | no | no | loop_checked
SIG-002410 | AO | Speed reference 02411 | G-0160 | AREA-03 | RED-000603 | B | duty | CBL-001206 | 1 | SYN-AO-CHARM | SYN-AO-TB | yes | yes | yes | wired
SIG-002411 | AO | Pressure setpoint 02412 | G-0161 | AREA-04 |  |  | standby | CBL-001206 | 2 | SYN-AO-CHARM | SYN-AO-TB | yes | yes | yes | wired
SIG-002412 | DI | Motor running feedback 02413 | G-0162 | AREA-05 | RED-000604 | A | duty | CBL-001207 | 1 | SYN-DI-CHARM | SYN-DI-TB | no | no | no | wired
SIG-002413 | DI | Valve open limit 02414 | G-0163 | AREA-06 |  |  | standby | CBL-001207 | 2 | SYN-DI-CHARM | SYN-DI-TB | no | no | no | wired
SIG-002414 | DI | High level switch 02415 | G-0164 | AREA-07 | RED-000604 | B | duty | CBL-001208 | 1 | SYN-DI-CHARM | SYN-DI-TB | no | no | no | unwired
SIG-002415 | DI | Motor running feedback 02416 | G-0165 | AREA-08 |  |  | standby | CBL-001208 | 2 | SYN-DI-CHARM | SYN-DI-TB | no | no | no | unwired
SIG-002416 | AI | Process temperature 02417 | G-0166 | AREA-01 | RED-000605 | A | duty | CBL-001209 | 1 | SYN-AI-CHARM | SYN-AI-TB | yes | no | no | unwired
SIG-002417 | AI | Suction pressure 02418 | G-0167 | AREA-02 |  |  | standby | CBL-001209 | 2 | SYN-AI-CHARM | SYN-AI-TB | yes | no | no | wired
SIG-002418 | DO | Motor start command 02419 | G-0168 | AREA-03 | RED-000605 | B | duty | CBL-001210 | 1 | SYN-DO-CHARM | SYN-DO-TB | no | yes | no | unwired
SIG-002419 | DO | Solenoid command 02420 | G-0169 | AREA-04 |  |  | standby | CBL-001210 | 2 | SYN-DO-CHARM | SYN-DO-TB | no | yes | no | unwired
SIG-002420 | DI | High level switch 02421 | G-0170 | AREA-05 | RED-000606 | A | duty | CBL-001211 | 1 | SYN-DI-CHARM | SYN-DI-TB | no | no | no | unwired
SIG-002421 | DI | Motor running feedback 02422 | G-0171 | AREA-06 |  |  | standby | CBL-001211 | 2 | SYN-DI-CHARM | SYN-DI-TB | no | no | no | wired
SIG-002422 | AI | Tank level 02423 | G-0172 | AREA-07 | RED-000606 | B | duty | CBL-001212 | 1 | SYN-AI-CHARM | SYN-AI-TB | yes | no | no | wired
SIG-002423 | AI | Flow rate 02424 | G-0173 | AREA-08 |  |  | standby | CBL-001212 | 2 | SYN-AI-CHARM | SYN-AI-TB | yes | no | no | loop_checked
SIG-002424 | AO | Control valve demand 02425 | G-0174 | AREA-01 | RED-000607 | A | duty | CBL-001213 | 1 | SYN-AO-CHARM | SYN-AO-TB | yes | yes | yes | loop_checked
SIG-002425 | AO | Speed reference 02426 | G-0175 | AREA-02 |  |  | standby | CBL-001213 | 2 | SYN-AO-CHARM | SYN-AO-TB | yes | yes | yes | wired
SIG-002426 | AI | Tank level 02427 | G-0176 | AREA-03 | RED-000607 | B | duty | CBL-001214 | 1 | SYN-AI-CHARM | SYN-AI-TB | yes | no | no | loop_checked
SIG-002427 | AI | Flow rate 02428 | G-0177 | AREA-04 |  |  | standby | CBL-001214 | 2 | SYN-AI-CHARM | SYN-AI-TB | yes | no | no | fat_tested
SIG-002428 | DO | Solenoid command 02429 | G-0178 | AREA-05 | RED-000608 | A | duty | CBL-001215 | 1 | SYN-DO-CHARM | SYN-DO-TB | no | yes | no | wired
SIG-002429 | DO | Alarm reset output 02430 | G-0179 | AREA-06 |  |  | standby | CBL-001215 | 2 | SYN-DO-CHARM | SYN-DO-TB | no | yes | no | fat_tested
SIG-002430 | AO | Control valve demand 02431 | G-0180 | AREA-07 | RED-000608 | B | duty | CBL-001216 | 1 | SYN-AO-CHARM | SYN-AO-TB | yes | yes | yes | loop_checked
SIG-002431 | AO | Speed reference 02432 | G-0181 | AREA-08 |  |  | standby | CBL-001216 | 2 | SYN-AO-CHARM | SYN-AO-TB | yes | yes | yes | loop_checked
SIG-002432 | DO | Alarm reset output 02433 | G-0182 | AREA-01 | RED-000609 | A | duty | CBL-001217 | 1 | SYN-DO-CHARM | SYN-DO-TB | no | yes | no | unwired
SIG-002433 | DO | Motor start command 02434 | G-0183 | AREA-02 |  |  | standby | CBL-001217 | 2 | SYN-DO-CHARM | SYN-DO-TB | no | yes | no | unwired
SIG-002434 | AO | Speed reference 02435 | G-0184 | AREA-03 | RED-000609 | B | duty | CBL-001218 | 1 | SYN-AO-CHARM | SYN-AO-TB | yes | yes | yes | loop_checked
SIG-002435 | AO | Pressure setpoint 02436 | G-0185 | AREA-04 |  |  | standby | CBL-001218 | 2 | SYN-AO-CHARM | SYN-AO-TB | yes | yes | yes | wired
SIG-002436 | DI | Motor running feedback 02437 | G-0186 | AREA-05 | RED-000610 | A | duty | CBL-001219 | 1 | SYN-DI-CHARM | SYN-DI-TB | no | no | no | unwired
SIG-002437 | DI | Valve open limit 02438 | G-0187 | AREA-06 |  |  | standby | CBL-001219 | 2 | SYN-DI-CHARM | SYN-DI-TB | no | no | no | wired
SIG-002438 | AI | Tank level 02439 | G-0188 | AREA-07 | RED-000610 | B | duty | CBL-001220 | 1 | SYN-AI-CHARM | SYN-AI-TB | yes | no | no | wired
SIG-002439 | AI | Flow rate 02440 | G-0189 | AREA-08 |  |  | standby | CBL-001220 | 2 | SYN-AI-CHARM | SYN-AI-TB | yes | no | no | fat_tested
SIG-002440 | AO | Speed reference 02441 | G-0190 | AREA-01 | RED-000611 | A | duty | CBL-001221 | 1 | SYN-AO-CHARM | SYN-AO-TB | yes | yes | yes | unwired
SIG-002441 | AO | Pressure setpoint 02442 | G-0191 | AREA-02 |  |  | standby | CBL-001221 | 2 | SYN-AO-CHARM | SYN-AO-TB | yes | yes | yes | unwired
SIG-002442 | AI | Tank level 02443 | G-0192 | AREA-03 | RED-000611 | B | duty | CBL-001222 | 1 | SYN-AI-CHARM | SYN-AI-TB | yes | no | no | unwired
SIG-002443 | AI | Flow rate 02444 | G-0193 | AREA-04 |  |  | standby | CBL-001222 | 2 | SYN-AI-CHARM | SYN-AI-TB | yes | no | no | unwired
SIG-002444 | DI | High level switch 02445 | G-0194 | AREA-05 | RED-000612 | A | duty | CBL-001223 | 1 | SYN-DI-CHARM | SYN-DI-TB | no | no | no | wired
SIG-002445 | DI | Motor running feedback 02446 | G-0195 | AREA-06 |  |  | standby | CBL-001223 | 2 | SYN-DI-CHARM | SYN-DI-TB | no | no | no | unwired
SIG-002446 | AO | Speed reference 02447 | G-0196 | AREA-07 | RED-000612 | B | duty | CBL-001224 | 1 | SYN-AO-CHARM | SYN-AO-TB | yes | yes | yes | wired
SIG-002447 | AO | Pressure setpoint 02448 | G-0197 | AREA-08 |  |  | standby | CBL-001224 | 2 | SYN-AO-CHARM | SYN-AO-TB | yes | yes | yes | unwired
SIG-002448 | DO | Motor start command 02449 | G-0198 | AREA-01 | RED-000613 | A | duty | CBL-001225 | 1 | SYN-DO-CHARM | SYN-DO-TB | no | yes | no | unwired
SIG-002449 | DO | Solenoid command 02450 | G-0199 | AREA-02 |  |  | standby | CBL-001225 | 2 | SYN-DO-CHARM | SYN-DO-TB | no | yes | no | wired
SIG-002450 | DO | Alarm reset output 02451 | G-0200 | AREA-03 | RED-000613 | B | duty | CBL-001226 | 1 | SYN-DO-CHARM | SYN-DO-TB | no | yes | no | unwired
SIG-002451 | DO | Motor start command 02452 | G-0201 | AREA-04 |  |  | standby | CBL-001226 | 2 | SYN-DO-CHARM | SYN-DO-TB | no | yes | no | unwired
SIG-002452 | AI | Process temperature 02453 | G-0202 | AREA-05 | RED-000614 | A | duty | CBL-001227 | 1 | SYN-AI-CHARM | SYN-AI-TB | yes | no | no | wired
SIG-002453 | AI | Suction pressure 02454 | G-0203 | AREA-06 |  |  | standby | CBL-001227 | 2 | SYN-AI-CHARM | SYN-AI-TB | yes | no | no | unwired
SIG-002454 | DI | Motor running feedback 02455 | G-0204 | AREA-07 | RED-000614 | B | duty | CBL-001228 | 1 | SYN-DI-CHARM | SYN-DI-TB | no | no | no | unwired
SIG-002455 | DI | Valve open limit 02456 | G-0205 | AREA-08 |  |  | standby | CBL-001228 | 2 | SYN-DI-CHARM | SYN-DI-TB | no | no | no | loop_checked
SIG-002456 | DO | Alarm reset output 02457 | G-0206 | AREA-01 | RED-000615 | A | duty | CBL-001229 | 1 | SYN-DO-CHARM | SYN-DO-TB | no | yes | no | loop_checked
SIG-002457 | DO | Motor start command 02458 | G-0207 | AREA-02 |  |  | standby | CBL-001229 | 2 | SYN-DO-CHARM | SYN-DO-TB | no | yes | no | loop_checked
SIG-002458 | AI | Tank level 02459 | G-0208 | AREA-03 | RED-000615 | B | duty | CBL-001230 | 1 | SYN-AI-CHARM | SYN-AI-TB | yes | no | no | wired
SIG-002459 | AI | Flow rate 02460 | G-0209 | AREA-04 |  |  | standby | CBL-001230 | 2 | SYN-AI-CHARM | SYN-AI-TB | yes | no | no | wired
SIG-002460 | DI | Motor running feedback 02461 | G-0210 | AREA-05 | RED-000616 | A | duty | CBL-001231 | 1 | SYN-DI-CHARM | SYN-DI-TB | no | no | no | loop_checked
SIG-002461 | DI | Valve open limit 02462 | G-0211 | AREA-06 |  |  | standby | CBL-001231 | 2 | SYN-DI-CHARM | SYN-DI-TB | no | no | no | unwired
SIG-002462 | AI | Tank level 02463 | G-0212 | AREA-07 | RED-000616 | B | duty | CBL-001232 | 1 | SYN-AI-CHARM | SYN-AI-TB | yes | no | no | unwired
SIG-002463 | AI | Flow rate 02464 | G-0213 | AREA-08 |  |  | standby | CBL-001232 | 2 | SYN-AI-CHARM | SYN-AI-TB | yes | no | no | wired
SIG-002464 | DO | Solenoid command 02465 | G-0214 | AREA-01 | RED-000617 | A | duty | CBL-001233 | 1 | SYN-DO-CHARM | SYN-DO-TB | no | yes | no | loop_checked
SIG-002465 | DO | Alarm reset output 02466 | G-0215 | AREA-02 |  |  | standby | CBL-001233 | 2 | SYN-DO-CHARM | SYN-DO-TB | no | yes | no | wired
SIG-002466 | DI | Motor running feedback 02467 | G-0216 | AREA-03 | RED-000617 | B | duty | CBL-001234 | 1 | SYN-DI-CHARM | SYN-DI-TB | no | no | no | unwired
SIG-002467 | DI | Valve open limit 02468 | G-0217 | AREA-04 |  |  | standby | CBL-001234 | 2 | SYN-DI-CHARM | SYN-DI-TB | no | no | no | wired
SIG-002468 | AO | Pressure setpoint 02469 | G-0218 | AREA-05 | RED-000618 | A | duty | CBL-001235 | 1 | SYN-AO-CHARM | SYN-AO-TB | yes | yes | yes | unwired
SIG-002469 | AO | Control valve demand 02470 | G-0219 | AREA-06 |  |  | standby | CBL-001235 | 2 | SYN-AO-CHARM | SYN-AO-TB | yes | yes | yes | loop_checked
SIG-002470 | AI | Tank level 02471 | G-0220 | AREA-07 | RED-000618 | B | duty | CBL-001236 | 1 | SYN-AI-CHARM | SYN-AI-TB | yes | no | no | unwired
SIG-002471 | AI | Flow rate 02472 | G-0221 | AREA-08 |  |  | standby | CBL-001236 | 2 | SYN-AI-CHARM | SYN-AI-TB | yes | no | no | loop_checked
SIG-002472 | DO | Motor start command 02473 | G-0222 | AREA-01 | RED-000619 | A | duty | CBL-001237 | 1 | SYN-DO-CHARM | SYN-DO-TB | no | yes | no | wired
SIG-002473 | DO | Solenoid command 02474 | G-0223 | AREA-02 |  |  | standby | CBL-001237 | 2 | SYN-DO-CHARM | SYN-DO-TB | no | yes | no | wired
SIG-002474 | DI | High level switch 02475 | G-0224 | AREA-03 | RED-000619 | B | duty | CBL-001238 | 1 | SYN-DI-CHARM | SYN-DI-TB | no | no | no | wired
SIG-002475 | DI | Motor running feedback 02476 | G-0225 | AREA-04 |  |  | standby | CBL-001238 | 2 | SYN-DI-CHARM | SYN-DI-TB | no | no | no | unwired
SIG-002476 | DO | Solenoid command 02477 | G-0226 | AREA-05 | RED-000620 | A | duty | CBL-001239 | 1 | SYN-DO-CHARM | SYN-DO-TB | no | yes | no | unwired
SIG-002477 | DO | Alarm reset output 02478 | G-0227 | AREA-06 |  |  | standby | CBL-001239 | 2 | SYN-DO-CHARM | SYN-DO-TB | no | yes | no | loop_checked
SIG-002478 | DO | Motor start command 02479 | G-0228 | AREA-07 | RED-000620 | B | duty | CBL-001240 | 1 | SYN-DO-CHARM | SYN-DO-TB | no | yes | no | fat_tested
SIG-002479 | DO | Solenoid command 02480 | G-0229 | AREA-08 |  |  | standby | CBL-001240 | 2 | SYN-DO-CHARM | SYN-DO-TB | no | yes | no | unwired
SIG-002480 | DO | Alarm reset output 02481 | G-0230 | AREA-01 | RED-000621 | A | duty | CBL-001241 | 1 | SYN-DO-CHARM | SYN-DO-TB | no | yes | no | unwired
SIG-002481 | DO | Motor start command 02482 | G-0231 | AREA-02 |  |  | standby | CBL-001241 | 2 | SYN-DO-CHARM | SYN-DO-TB | no | yes | no | unwired
SIG-002482 | DI | Valve open limit 02483 | G-0232 | AREA-03 | RED-000621 | B | duty | CBL-001242 | 1 | SYN-DI-CHARM | SYN-DI-TB | no | no | no | loop_checked
SIG-002483 | DI | High level switch 02484 | G-0233 | AREA-04 |  |  | standby | CBL-001242 | 2 | SYN-DI-CHARM | SYN-DI-TB | no | no | no | loop_checked
SIG-002484 | AI | Process temperature 02485 | G-0234 | AREA-05 | RED-000622 | A | duty | CBL-001243 | 1 | SYN-AI-CHARM | SYN-AI-TB | yes | no | no | unwired
SIG-002485 | AI | Suction pressure 02486 | G-0235 | AREA-06 |  |  | standby | CBL-001243 | 2 | SYN-AI-CHARM | SYN-AI-TB | yes | no | no | wired
SIG-002486 | DO | Alarm reset output 02487 | G-0236 | AREA-07 | RED-000622 | B | duty | CBL-001244 | 1 | SYN-DO-CHARM | SYN-DO-TB | no | yes | no | unwired
SIG-002487 | DO | Motor start command 02488 | G-0237 | AREA-08 |  |  | standby | CBL-001244 | 2 | SYN-DO-CHARM | SYN-DO-TB | no | yes | no | unwired
SIG-002488 | DI | Valve open limit 02489 | G-0238 | AREA-01 | RED-000623 | A | duty | CBL-001245 | 1 | SYN-DI-CHARM | SYN-DI-TB | no | no | no | unwired
SIG-002489 | DI | High level switch 02490 | G-0239 | AREA-02 |  |  | standby | CBL-001245 | 2 | SYN-DI-CHARM | SYN-DI-TB | no | no | no | wired
SIG-002490 | AI | Tank level 02491 | G-0240 | AREA-03 | RED-000623 | B | duty | CBL-001246 | 1 | SYN-AI-CHARM | SYN-AI-TB | yes | no | no | unwired
SIG-002491 | AI | Flow rate 02492 | G-0241 | AREA-04 |  |  | standby | CBL-001246 | 2 | SYN-AI-CHARM | SYN-AI-TB | yes | no | no | unwired
SIG-002492 | DO | Alarm reset output 02493 | G-0242 | AREA-05 | RED-000624 | A | duty | CBL-001247 | 1 | SYN-DO-CHARM | SYN-DO-TB | no | yes | no | unwired
SIG-002493 | DO | Motor start command 02494 | G-0243 | AREA-06 |  |  | standby | CBL-001247 | 2 | SYN-DO-CHARM | SYN-DO-TB | no | yes | no | wired
SIG-002494 | AI | Tank level 02495 | G-0244 | AREA-07 | RED-000624 | B | duty | CBL-001248 | 1 | SYN-AI-CHARM | SYN-AI-TB | yes | no | no | unwired
SIG-002495 | AI | Flow rate 02496 | G-0245 | AREA-08 |  |  | standby | CBL-001248 | 2 | SYN-AI-CHARM | SYN-AI-TB | yes | no | no | wired
SIG-002496 | AI | Process temperature 02497 | G-0246 | AREA-01 | RED-000625 | A | duty | CBL-001249 | 1 | SYN-AI-CHARM | SYN-AI-TB | yes | no | no | unwired
SIG-002497 | AI | Suction pressure 02498 | G-0247 | AREA-02 |  |  | standby | CBL-001249 | 2 | SYN-AI-CHARM | SYN-AI-TB | yes | no | no | fat_tested
SIG-002498 | AI | Tank level 02499 | G-0248 | AREA-03 | RED-000625 | B | duty | CBL-001250 | 1 | SYN-AI-CHARM | SYN-AI-TB | yes | no | no | unwired
SIG-002499 | AI | Flow rate 02500 | G-0249 | AREA-04 |  |  | standby | CBL-001250 | 2 | SYN-AI-CHARM | SYN-AI-TB | yes | no | no | unwired
SIG-002500 | DI | Valve open limit 02501 | G-0000 | AREA-05 | RED-000626 | A | duty | CBL-001251 | 1 | SYN-DI-CHARM | SYN-DI-TB | no | no | no | loop_checked
SIG-002501 | DI | High level switch 02502 | G-0001 | AREA-06 |  |  | standby | CBL-001251 | 2 | SYN-DI-CHARM | SYN-DI-TB | no | no | no | unwired
SIG-002502 | DI | Motor running feedback 02503 | G-0002 | AREA-07 | RED-000626 | B | duty | CBL-001252 | 1 | SYN-DI-CHARM | SYN-DI-TB | no | no | no | unwired
SIG-002503 | DI | Valve open limit 02504 | G-0003 | AREA-08 |  |  | standby | CBL-001252 | 2 | SYN-DI-CHARM | SYN-DI-TB | no | no | no | unwired
SIG-002504 | AI | Process temperature 02505 | G-0004 | AREA-01 | RED-000627 | A | duty | CBL-001253 | 1 | SYN-AI-CHARM | SYN-AI-TB | yes | no | no | unwired
SIG-002505 | AI | Suction pressure 02506 | G-0005 | AREA-02 |  |  | standby | CBL-001253 | 2 | SYN-AI-CHARM | SYN-AI-TB | yes | no | no | loop_checked
SIG-002506 | DI | Valve open limit 02507 | G-0006 | AREA-03 | RED-000627 | B | duty | CBL-001254 | 1 | SYN-DI-CHARM | SYN-DI-TB | no | no | no | unwired
SIG-002507 | DI | High level switch 02508 | G-0007 | AREA-04 |  |  | standby | CBL-001254 | 2 | SYN-DI-CHARM | SYN-DI-TB | no | no | no | wired
SIG-002508 | AI | Process temperature 02509 | G-0008 | AREA-05 | RED-000628 | A | duty | CBL-001255 | 1 | SYN-AI-CHARM | SYN-AI-TB | yes | no | no | wired
SIG-002509 | AI | Suction pressure 02510 | G-0009 | AREA-06 |  |  | standby | CBL-001255 | 2 | SYN-AI-CHARM | SYN-AI-TB | yes | no | no | unwired
SIG-002510 | AI | Tank level 02511 | G-0010 | AREA-07 | RED-000628 | B | duty | CBL-001256 | 1 | SYN-AI-CHARM | SYN-AI-TB | yes | no | no | unwired
SIG-002511 | AI | Flow rate 02512 | G-0011 | AREA-08 |  |  | standby | CBL-001256 | 2 | SYN-AI-CHARM | SYN-AI-TB | yes | no | no | unwired
SIG-002512 | DI | Valve open limit 02513 | G-0012 | AREA-01 | RED-000629 | A | duty | CBL-001257 | 1 | SYN-DI-CHARM | SYN-DI-TB | no | no | no | unwired
SIG-002513 | DI | High level switch 02514 | G-0013 | AREA-02 |  |  | standby | CBL-001257 | 2 | SYN-DI-CHARM | SYN-DI-TB | no | no | no | unwired
SIG-002514 | DI | Motor running feedback 02515 | G-0014 | AREA-03 | RED-000629 | B | duty | CBL-001258 | 1 | SYN-DI-CHARM | SYN-DI-TB | no | no | no | wired
SIG-002515 | DI | Valve open limit 02516 | G-0015 | AREA-04 |  |  | standby | CBL-001258 | 2 | SYN-DI-CHARM | SYN-DI-TB | no | no | no | loop_checked
SIG-002516 | DO | Alarm reset output 02517 | G-0016 | AREA-05 | RED-000630 | A | duty | CBL-001259 | 1 | SYN-DO-CHARM | SYN-DO-TB | no | yes | no | wired
SIG-002517 | DO | Motor start command 02518 | G-0017 | AREA-06 |  |  | standby | CBL-001259 | 2 | SYN-DO-CHARM | SYN-DO-TB | no | yes | no | unwired
SIG-002518 | DI | Valve open limit 02519 | G-0018 | AREA-07 | RED-000630 | B | duty | CBL-001260 | 1 | SYN-DI-CHARM | SYN-DI-TB | no | no | no | unwired
SIG-002519 | DI | High level switch 02520 | G-0019 | AREA-08 |  |  | standby | CBL-001260 | 2 | SYN-DI-CHARM | SYN-DI-TB | no | no | no | wired
SIG-002520 | AO | Control valve demand 02521 | G-0020 | AREA-01 | RED-000631 | A | duty | CBL-001261 | 1 | SYN-AO-CHARM | SYN-AO-TB | yes | yes | yes | wired
SIG-002521 | AO | Speed reference 02522 | G-0021 | AREA-02 |  |  | standby | CBL-001261 | 2 | SYN-AO-CHARM | SYN-AO-TB | yes | yes | yes | unwired
SIG-002522 | DO | Alarm reset output 02523 | G-0022 | AREA-03 | RED-000631 | B | duty | CBL-001262 | 1 | SYN-DO-CHARM | SYN-DO-TB | no | yes | no | unwired
SIG-002523 | DO | Motor start command 02524 | G-0023 | AREA-04 |  |  | standby | CBL-001262 | 2 | SYN-DO-CHARM | SYN-DO-TB | no | yes | no | loop_checked
SIG-002524 | DI | Valve open limit 02525 | G-0024 | AREA-05 | RED-000632 | A | duty | CBL-001263 | 1 | SYN-DI-CHARM | SYN-DI-TB | no | no | no | unwired
SIG-002525 | DI | High level switch 02526 | G-0025 | AREA-06 |  |  | standby | CBL-001263 | 2 | SYN-DI-CHARM | SYN-DI-TB | no | no | no | wired
SIG-002526 | AI | Tank level 02527 | G-0026 | AREA-07 | RED-000632 | B | duty | CBL-001264 | 1 | SYN-AI-CHARM | SYN-AI-TB | yes | no | no | wired
SIG-002527 | AI | Flow rate 02528 | G-0027 | AREA-08 |  |  | standby | CBL-001264 | 2 | SYN-AI-CHARM | SYN-AI-TB | yes | no | no | wired
SIG-002528 | AI | Process temperature 02529 | G-0028 | AREA-01 | RED-000633 | A | duty | CBL-001265 | 1 | SYN-AI-CHARM | SYN-AI-TB | yes | no | no | wired
SIG-002529 | AI | Suction pressure 02530 | G-0029 | AREA-02 |  |  | standby | CBL-001265 | 2 | SYN-AI-CHARM | SYN-AI-TB | yes | no | no | unwired
SIG-002530 | AO | Speed reference 02531 | G-0030 | AREA-03 | RED-000633 | B | duty | CBL-001266 | 1 | SYN-AO-CHARM | SYN-AO-TB | yes | yes | yes | unwired
SIG-002531 | AO | Pressure setpoint 02532 | G-0031 | AREA-04 |  |  | standby | CBL-001266 | 2 | SYN-AO-CHARM | SYN-AO-TB | yes | yes | yes | unwired
SIG-002532 | DI | Motor running feedback 02533 | G-0032 | AREA-05 | RED-000634 | A | duty | CBL-001267 | 1 | SYN-DI-CHARM | SYN-DI-TB | no | no | no | unwired
SIG-002533 | DI | Valve open limit 02534 | G-0033 | AREA-06 |  |  | standby | CBL-001267 | 2 | SYN-DI-CHARM | SYN-DI-TB | no | no | no | loop_checked
SIG-002534 | AI | Tank level 02535 | G-0034 | AREA-07 | RED-000634 | B | duty | CBL-001268 | 1 | SYN-AI-CHARM | SYN-AI-TB | yes | no | no | wired
SIG-002535 | AI | Flow rate 02536 | G-0035 | AREA-08 |  |  | standby | CBL-001268 | 2 | SYN-AI-CHARM | SYN-AI-TB | yes | no | no | unwired
SIG-002536 | DO | Solenoid command 02537 | G-0036 | AREA-01 | RED-000635 | A | duty | CBL-001269 | 1 | SYN-DO-CHARM | SYN-DO-TB | no | yes | no | loop_checked
SIG-002537 | DO | Alarm reset output 02538 | G-0037 | AREA-02 |  |  | standby | CBL-001269 | 2 | SYN-DO-CHARM | SYN-DO-TB | no | yes | no | unwired
SIG-002538 | AI | Tank level 02539 | G-0038 | AREA-03 | RED-000635 | B | duty | CBL-001270 | 1 | SYN-AI-CHARM | SYN-AI-TB | yes | no | no | unwired
SIG-002539 | AI | Flow rate 02540 | G-0039 | AREA-04 |  |  | standby | CBL-001270 | 2 | SYN-AI-CHARM | SYN-AI-TB | yes | no | no | unwired
SIG-002540 | DO | Alarm reset output 02541 | G-0040 | AREA-05 | RED-000636 | A | duty | CBL-001271 | 1 | SYN-DO-CHARM | SYN-DO-TB | no | yes | no | unwired
SIG-002541 | DO | Motor start command 02542 | G-0041 | AREA-06 |  |  | standby | CBL-001271 | 2 | SYN-DO-CHARM | SYN-DO-TB | no | yes | no | unwired
SIG-002542 | AO | Speed reference 02543 | G-0042 | AREA-07 | RED-000636 | B | duty | CBL-001272 | 1 | SYN-AO-CHARM | SYN-AO-TB | yes | yes | yes | fat_tested
SIG-002543 | AO | Pressure setpoint 02544 | G-0043 | AREA-08 |  |  | standby | CBL-001272 | 2 | SYN-AO-CHARM | SYN-AO-TB | yes | yes | yes | unwired
SIG-002544 | DO | Motor start command 02545 | G-0044 | AREA-01 | RED-000637 | A | duty | CBL-001273 | 1 | SYN-DO-CHARM | SYN-DO-TB | no | yes | no | wired
SIG-002545 | DO | Solenoid command 02546 | G-0045 | AREA-02 |  |  | standby | CBL-001273 | 2 | SYN-DO-CHARM | SYN-DO-TB | no | yes | no | unwired
SIG-002546 | DI | High level switch 02547 | G-0046 | AREA-03 | RED-000637 | B | duty | CBL-001274 | 1 | SYN-DI-CHARM | SYN-DI-TB | no | no | no | loop_checked
SIG-002547 | DI | Motor running feedback 02548 | G-0047 | AREA-04 |  |  | standby | CBL-001274 | 2 | SYN-DI-CHARM | SYN-DI-TB | no | no | no | unwired
SIG-002548 | DI | Valve open limit 02549 | G-0048 | AREA-05 | RED-000638 | A | duty | CBL-001275 | 1 | SYN-DI-CHARM | SYN-DI-TB | no | no | no | wired
SIG-002549 | DI | High level switch 02550 | G-0049 | AREA-06 |  |  | standby | CBL-001275 | 2 | SYN-DI-CHARM | SYN-DI-TB | no | no | no | fat_tested
SIG-002550 | AI | Tank level 02551 | G-0050 | AREA-07 | RED-000638 | B | duty | CBL-001276 | 1 | SYN-AI-CHARM | SYN-AI-TB | yes | no | no | wired
SIG-002551 | AI | Flow rate 02552 | G-0051 | AREA-08 |  |  | standby | CBL-001276 | 2 | SYN-AI-CHARM | SYN-AI-TB | yes | no | no | unwired
SIG-002552 | DO | Alarm reset output 02553 | G-0052 | AREA-01 | RED-000639 | A | duty | CBL-001277 | 1 | SYN-DO-CHARM | SYN-DO-TB | no | yes | no | loop_checked
SIG-002553 | DO | Motor start command 02554 | G-0053 | AREA-02 |  |  | standby | CBL-001277 | 2 | SYN-DO-CHARM | SYN-DO-TB | no | yes | no | wired
SIG-002554 | DI | Valve open limit 02555 | G-0054 | AREA-03 | RED-000639 | B | duty | CBL-001278 | 1 | SYN-DI-CHARM | SYN-DI-TB | no | no | no | unwired
SIG-002555 | DI | High level switch 02556 | G-0055 | AREA-04 |  |  | standby | CBL-001278 | 2 | SYN-DI-CHARM | SYN-DI-TB | no | no | no | loop_checked
SIG-002556 | AI | Process temperature 02557 | G-0056 | AREA-05 | RED-000640 | A | duty | CBL-001279 | 1 | SYN-AI-CHARM | SYN-AI-TB | yes | no | no | wired
SIG-002557 | AI | Suction pressure 02558 | G-0057 | AREA-06 |  |  | standby | CBL-001279 | 2 | SYN-AI-CHARM | SYN-AI-TB | yes | no | no | wired
SIG-002558 | AI | Tank level 02559 | G-0058 | AREA-07 | RED-000640 | B | duty | CBL-001280 | 1 | SYN-AI-CHARM | SYN-AI-TB | yes | no | no | loop_checked
SIG-002559 | AI | Flow rate 02560 | G-0059 | AREA-08 |  |  | standby | CBL-001280 | 2 | SYN-AI-CHARM | SYN-AI-TB | yes | no | no | unwired
SIG-002560 | DI | Valve open limit 02561 | G-0060 | AREA-01 | RED-000641 | A | duty | CBL-001281 | 1 | SYN-DI-CHARM | SYN-DI-TB | no | no | no | unwired
SIG-002561 | DI | High level switch 02562 | G-0061 | AREA-02 |  |  | standby | CBL-001281 | 2 | SYN-DI-CHARM | SYN-DI-TB | no | no | no | unwired
SIG-002562 | DI | Motor running feedback 02563 | G-0062 | AREA-03 | RED-000641 | B | duty | CBL-001282 | 1 | SYN-DI-CHARM | SYN-DI-TB | no | no | no | unwired
SIG-002563 | DI | Valve open limit 02564 | G-0063 | AREA-04 |  |  | standby | CBL-001282 | 2 | SYN-DI-CHARM | SYN-DI-TB | no | no | no | wired
SIG-002564 | AO | Pressure setpoint 02565 | G-0064 | AREA-05 | RED-000642 | A | duty | CBL-001283 | 1 | SYN-AO-CHARM | SYN-AO-TB | yes | yes | yes | wired
SIG-002565 | AO | Control valve demand 02566 | G-0065 | AREA-06 |  |  | standby | CBL-001283 | 2 | SYN-AO-CHARM | SYN-AO-TB | yes | yes | yes | wired
SIG-002566 | AO | Speed reference 02567 | G-0066 | AREA-07 | RED-000642 | B | duty | CBL-001284 | 1 | SYN-AO-CHARM | SYN-AO-TB | yes | yes | yes | wired
SIG-002567 | AO | Pressure setpoint 02568 | G-0067 | AREA-08 |  |  | standby | CBL-001284 | 2 | SYN-AO-CHARM | SYN-AO-TB | yes | yes | yes | unwired
SIG-002568 | AI | Process temperature 02569 | G-0068 | AREA-01 | RED-000643 | A | duty | CBL-001285 | 1 | SYN-AI-CHARM | SYN-AI-TB | yes | no | no | unwired
SIG-002569 | AI | Suction pressure 02570 | G-0069 | AREA-02 |  |  | standby | CBL-001285 | 2 | SYN-AI-CHARM | SYN-AI-TB | yes | no | no | unwired
SIG-002570 | DO | Alarm reset output 02571 | G-0070 | AREA-03 | RED-000643 | B | duty | CBL-001286 | 1 | SYN-DO-CHARM | SYN-DO-TB | no | yes | no | unwired
SIG-002571 | DO | Motor start command 02572 | G-0071 | AREA-04 |  |  | standby | CBL-001286 | 2 | SYN-DO-CHARM | SYN-DO-TB | no | yes | no | unwired
SIG-002572 | DI | Valve open limit 02573 | G-0072 | AREA-05 | RED-000644 | A | duty | CBL-001287 | 1 | SYN-DI-CHARM | SYN-DI-TB | no | no | no | unwired
SIG-002573 | DI | High level switch 02574 | G-0073 | AREA-06 |  |  | standby | CBL-001287 | 2 | SYN-DI-CHARM | SYN-DI-TB | no | no | no | unwired
SIG-002574 | DO | Motor start command 02575 | G-0074 | AREA-07 | RED-000644 | B | duty | CBL-001288 | 1 | SYN-DO-CHARM | SYN-DO-TB | no | yes | no | fat_tested
SIG-002575 | DO | Solenoid command 02576 | G-0075 | AREA-08 |  |  | standby | CBL-001288 | 2 | SYN-DO-CHARM | SYN-DO-TB | no | yes | no | wired
SIG-002576 | DO | Alarm reset output 02577 | G-0076 | AREA-01 | RED-000645 | A | duty | CBL-001289 | 1 | SYN-DO-CHARM | SYN-DO-TB | no | yes | no | loop_checked
SIG-002577 | DO | Motor start command 02578 | G-0077 | AREA-02 |  |  | standby | CBL-001289 | 2 | SYN-DO-CHARM | SYN-DO-TB | no | yes | no | fat_tested
SIG-002578 | DI | Valve open limit 02579 | G-0078 | AREA-03 | RED-000645 | B | duty | CBL-001290 | 1 | SYN-DI-CHARM | SYN-DI-TB | no | no | no | loop_checked
SIG-002579 | DI | High level switch 02580 | G-0079 | AREA-04 |  |  | standby | CBL-001290 | 2 | SYN-DI-CHARM | SYN-DI-TB | no | no | no | unwired
SIG-002580 | AI | Process temperature 02581 | G-0080 | AREA-05 | RED-000646 | A | duty | CBL-001291 | 1 | SYN-AI-CHARM | SYN-AI-TB | yes | no | no | wired
SIG-002581 | AI | Suction pressure 02582 | G-0081 | AREA-06 |  |  | standby | CBL-001291 | 2 | SYN-AI-CHARM | SYN-AI-TB | yes | no | no | loop_checked
SIG-002582 | DO | Alarm reset output 02583 | G-0082 | AREA-07 | RED-000646 | B | duty | CBL-001292 | 1 | SYN-DO-CHARM | SYN-DO-TB | no | yes | no | unwired
SIG-002583 | DO | Motor start command 02584 | G-0083 | AREA-08 |  |  | standby | CBL-001292 | 2 | SYN-DO-CHARM | SYN-DO-TB | no | yes | no | wired
SIG-002584 | DO | Solenoid command 02585 | G-0084 | AREA-01 | RED-000647 | A | duty | CBL-001293 | 1 | SYN-DO-CHARM | SYN-DO-TB | no | yes | no | unwired
SIG-002585 | DO | Alarm reset output 02586 | G-0085 | AREA-02 |  |  | standby | CBL-001293 | 2 | SYN-DO-CHARM | SYN-DO-TB | no | yes | no | unwired
SIG-002586 | DI | Motor running feedback 02587 | G-0086 | AREA-03 | RED-000647 | B | duty | CBL-001294 | 1 | SYN-DI-CHARM | SYN-DI-TB | no | no | no | fat_tested
SIG-002587 | DI | Valve open limit 02588 | G-0087 | AREA-04 |  |  | standby | CBL-001294 | 2 | SYN-DI-CHARM | SYN-DI-TB | no | no | no | unwired
SIG-002588 | AI | Process temperature 02589 | G-0088 | AREA-05 | RED-000648 | A | duty | CBL-001295 | 1 | SYN-AI-CHARM | SYN-AI-TB | yes | no | no | wired
SIG-002589 | AI | Suction pressure 02590 | G-0089 | AREA-06 |  |  | standby | CBL-001295 | 2 | SYN-AI-CHARM | SYN-AI-TB | yes | no | no | unwired
SIG-002590 | AI | Tank level 02591 | G-0090 | AREA-07 | RED-000648 | B | duty | CBL-001296 | 1 | SYN-AI-CHARM | SYN-AI-TB | yes | no | no | unwired
SIG-002591 | AI | Flow rate 02592 | G-0091 | AREA-08 |  |  | standby | CBL-001296 | 2 | SYN-AI-CHARM | SYN-AI-TB | yes | no | no | loop_checked
SIG-002592 | AI | Process temperature 02593 | G-0092 | AREA-01 | RED-000649 | A | duty | CBL-001297 | 1 | SYN-AI-CHARM | SYN-AI-TB | yes | no | no | unwired
SIG-002593 | AI | Suction pressure 02594 | G-0093 | AREA-02 |  |  | standby | CBL-001297 | 2 | SYN-AI-CHARM | SYN-AI-TB | yes | no | no | unwired
SIG-002594 | DI | High level switch 02595 | G-0094 | AREA-03 | RED-000649 | B | duty | CBL-001298 | 1 | SYN-DI-CHARM | SYN-DI-TB | no | no | no | unwired
SIG-002595 | DI | Motor running feedback 02596 | G-0095 | AREA-04 |  |  | standby | CBL-001298 | 2 | SYN-DI-CHARM | SYN-DI-TB | no | no | no | wired
SIG-002596 | DO | Solenoid command 02597 | G-0096 | AREA-05 | RED-000650 | A | duty | CBL-001299 | 1 | SYN-DO-CHARM | SYN-DO-TB | no | yes | no | unwired
SIG-002597 | DO | Alarm reset output 02598 | G-0097 | AREA-06 |  |  | standby | CBL-001299 | 2 | SYN-DO-CHARM | SYN-DO-TB | no | yes | no | unwired
SIG-002598 | DI | Motor running feedback 02599 | G-0098 | AREA-07 | RED-000650 | B | duty | CBL-001300 | 1 | SYN-DI-CHARM | SYN-DI-TB | no | no | no | loop_checked
SIG-002599 | DI | Valve open limit 02600 | G-0099 | AREA-08 |  |  | standby | CBL-001300 | 2 | SYN-DI-CHARM | SYN-DI-TB | no | no | no | loop_checked
SIG-002600 | DO | Alarm reset output 02601 | G-0100 | AREA-01 | RED-000651 | A | duty | CBL-001301 | 1 | SYN-DO-CHARM | SYN-DO-TB | no | yes | no | loop_checked
SIG-002601 | DO | Motor start command 02602 | G-0101 | AREA-02 |  |  | standby | CBL-001301 | 2 | SYN-DO-CHARM | SYN-DO-TB | no | yes | no | unwired
SIG-002602 | AO | Speed reference 02603 | G-0102 | AREA-03 | RED-000651 | B | duty | CBL-001302 | 1 | SYN-AO-CHARM | SYN-AO-TB | yes | yes | yes | wired
SIG-002603 | AO | Pressure setpoint 02604 | G-0103 | AREA-04 |  |  | standby | CBL-001302 | 2 | SYN-AO-CHARM | SYN-AO-TB | yes | yes | yes | unwired
SIG-002604 | DO | Motor start command 02605 | G-0104 | AREA-05 | RED-000652 | A | duty | CBL-001303 | 1 | SYN-DO-CHARM | SYN-DO-TB | no | yes | no | wired
SIG-002605 | DO | Solenoid command 02606 | G-0105 | AREA-06 |  |  | standby | CBL-001303 | 2 | SYN-DO-CHARM | SYN-DO-TB | no | yes | no | unwired
SIG-002606 | DI | High level switch 02607 | G-0106 | AREA-07 | RED-000652 | B | duty | CBL-001304 | 1 | SYN-DI-CHARM | SYN-DI-TB | no | no | no | unwired
SIG-002607 | DI | Motor running feedback 02608 | G-0107 | AREA-08 |  |  | standby | CBL-001304 | 2 | SYN-DI-CHARM | SYN-DI-TB | no | no | no | unwired
SIG-002608 | AI | Process temperature 02609 | G-0108 | AREA-01 | RED-000653 | A | duty | CBL-001305 | 1 | SYN-AI-CHARM | SYN-AI-TB | yes | no | no | unwired
SIG-002609 | AI | Suction pressure 02610 | G-0109 | AREA-02 |  |  | standby | CBL-001305 | 2 | SYN-AI-CHARM | SYN-AI-TB | yes | no | no | unwired
SIG-002610 | AI | Tank level 02611 | G-0110 | AREA-03 | RED-000653 | B | duty | CBL-001306 | 1 | SYN-AI-CHARM | SYN-AI-TB | yes | no | no | wired
SIG-002611 | AI | Flow rate 02612 | G-0111 | AREA-04 |  |  | standby | CBL-001306 | 2 | SYN-AI-CHARM | SYN-AI-TB | yes | no | no | loop_checked
SIG-002612 | DO | Alarm reset output 02613 | G-0112 | AREA-05 | RED-000654 | A | duty | CBL-001307 | 1 | SYN-DO-CHARM | SYN-DO-TB | no | yes | no | unwired
SIG-002613 | DO | Motor start command 02614 | G-0113 | AREA-06 |  |  | standby | CBL-001307 | 2 | SYN-DO-CHARM | SYN-DO-TB | no | yes | no | wired
SIG-002614 | AI | Tank level 02615 | G-0114 | AREA-07 | RED-000654 | B | duty | CBL-001308 | 1 | SYN-AI-CHARM | SYN-AI-TB | yes | no | no | wired
SIG-002615 | AI | Flow rate 02616 | G-0115 | AREA-08 |  |  | standby | CBL-001308 | 2 | SYN-AI-CHARM | SYN-AI-TB | yes | no | no | wired
SIG-002616 | DI | Motor running feedback 02617 | G-0116 | AREA-01 | RED-000655 | A | duty | CBL-001309 | 1 | SYN-DI-CHARM | SYN-DI-TB | no | no | no | unwired
SIG-002617 | DI | Valve open limit 02618 | G-0117 | AREA-02 |  |  | standby | CBL-001309 | 2 | SYN-DI-CHARM | SYN-DI-TB | no | no | no | unwired
SIG-002618 | DO | Alarm reset output 02619 | G-0118 | AREA-03 | RED-000655 | B | duty | CBL-001310 | 1 | SYN-DO-CHARM | SYN-DO-TB | no | yes | no | unwired
SIG-002619 | DO | Motor start command 02620 | G-0119 | AREA-04 |  |  | standby | CBL-001310 | 2 | SYN-DO-CHARM | SYN-DO-TB | no | yes | no | loop_checked
SIG-002620 | AI | Process temperature 02621 | G-0120 | AREA-05 | RED-000656 | A | duty | CBL-001311 | 1 | SYN-AI-CHARM | SYN-AI-TB | yes | no | no | loop_checked
SIG-002621 | AI | Suction pressure 02622 | G-0121 | AREA-06 |  |  | standby | CBL-001311 | 2 | SYN-AI-CHARM | SYN-AI-TB | yes | no | no | unwired
SIG-002622 | DO | Motor start command 02623 | G-0122 | AREA-07 | RED-000656 | B | duty | CBL-001312 | 1 | SYN-DO-CHARM | SYN-DO-TB | no | yes | no | unwired
SIG-002623 | DO | Solenoid command 02624 | G-0123 | AREA-08 |  |  | standby | CBL-001312 | 2 | SYN-DO-CHARM | SYN-DO-TB | no | yes | no | unwired
SIG-002624 | DI | High level switch 02625 | G-0124 | AREA-01 | RED-000657 | A | duty | CBL-001313 | 1 | SYN-DI-CHARM | SYN-DI-TB | no | no | no | wired
SIG-002625 | DI | Motor running feedback 02626 | G-0125 | AREA-02 |  |  | standby | CBL-001313 | 2 | SYN-DI-CHARM | SYN-DI-TB | no | no | no | wired
SIG-002626 | AI | Tank level 02627 | G-0126 | AREA-03 | RED-000657 | B | duty | CBL-001314 | 1 | SYN-AI-CHARM | SYN-AI-TB | yes | no | no | unwired
SIG-002627 | AI | Flow rate 02628 | G-0127 | AREA-04 |  |  | standby | CBL-001314 | 2 | SYN-AI-CHARM | SYN-AI-TB | yes | no | no | wired
SIG-002628 | DO | Motor start command 02629 | G-0128 | AREA-05 | RED-000658 | A | duty | CBL-001315 | 1 | SYN-DO-CHARM | SYN-DO-TB | no | yes | no | unwired
SIG-002629 | DO | Solenoid command 02630 | G-0129 | AREA-06 |  |  | standby | CBL-001315 | 2 | SYN-DO-CHARM | SYN-DO-TB | no | yes | no | unwired
SIG-002630 | DO | Alarm reset output 02631 | G-0130 | AREA-07 | RED-000658 | B | duty | CBL-001316 | 1 | SYN-DO-CHARM | SYN-DO-TB | no | yes | no | unwired
SIG-002631 | DO | Motor start command 02632 | G-0131 | AREA-08 |  |  | standby | CBL-001316 | 2 | SYN-DO-CHARM | SYN-DO-TB | no | yes | no | unwired
SIG-002632 | AI | Process temperature 02633 | G-0132 | AREA-01 | RED-000659 | A | duty | CBL-001317 | 1 | SYN-AI-CHARM | SYN-AI-TB | yes | no | no | unwired
SIG-002633 | AI | Suction pressure 02634 | G-0133 | AREA-02 |  |  | standby | CBL-001317 | 2 | SYN-AI-CHARM | SYN-AI-TB | yes | no | no | wired
SIG-002634 | AI | Tank level 02635 | G-0134 | AREA-03 | RED-000659 | B | duty | CBL-001318 | 1 | SYN-AI-CHARM | SYN-AI-TB | yes | no | no | unwired
SIG-002635 | AI | Flow rate 02636 | G-0135 | AREA-04 |  |  | standby | CBL-001318 | 2 | SYN-AI-CHARM | SYN-AI-TB | yes | no | no | unwired
SIG-002636 | AI | Process temperature 02637 | G-0136 | AREA-05 | RED-000660 | A | duty | CBL-001319 | 1 | SYN-AI-CHARM | SYN-AI-TB | yes | no | no | wired
SIG-002637 | AI | Suction pressure 02638 | G-0137 | AREA-06 |  |  | standby | CBL-001319 | 2 | SYN-AI-CHARM | SYN-AI-TB | yes | no | no | unwired
SIG-002638 | AI | Tank level 02639 | G-0138 | AREA-07 | RED-000660 | B | duty | CBL-001320 | 1 | SYN-AI-CHARM | SYN-AI-TB | yes | no | no | loop_checked
SIG-002639 | AI | Flow rate 02640 | G-0139 | AREA-08 |  |  | standby | CBL-001320 | 2 | SYN-AI-CHARM | SYN-AI-TB | yes | no | no | fat_tested
SIG-002640 | AI | Process temperature 02641 | G-0140 | AREA-01 | RED-000661 | A | duty | CBL-001321 | 1 | SYN-AI-CHARM | SYN-AI-TB | yes | no | no | loop_checked
SIG-002641 | AI | Suction pressure 02642 | G-0141 | AREA-02 |  |  | standby | CBL-001321 | 2 | SYN-AI-CHARM | SYN-AI-TB | yes | no | no | loop_checked
SIG-002642 | DI | High level switch 02643 | G-0142 | AREA-03 | RED-000661 | B | duty | CBL-001322 | 1 | SYN-DI-CHARM | SYN-DI-TB | no | no | no | unwired
SIG-002643 | DI | Motor running feedback 02644 | G-0143 | AREA-04 |  |  | standby | CBL-001322 | 2 | SYN-DI-CHARM | SYN-DI-TB | no | no | no | wired
SIG-002644 | AI | Process temperature 02645 | G-0144 | AREA-05 | RED-000662 | A | duty | CBL-001323 | 1 | SYN-AI-CHARM | SYN-AI-TB | yes | no | no | unwired
SIG-002645 | AI | Suction pressure 02646 | G-0145 | AREA-06 |  |  | standby | CBL-001323 | 2 | SYN-AI-CHARM | SYN-AI-TB | yes | no | no | unwired
SIG-002646 | DO | Motor start command 02647 | G-0146 | AREA-07 | RED-000662 | B | duty | CBL-001324 | 1 | SYN-DO-CHARM | SYN-DO-TB | no | yes | no | wired
SIG-002647 | DO | Solenoid command 02648 | G-0147 | AREA-08 |  |  | standby | CBL-001324 | 2 | SYN-DO-CHARM | SYN-DO-TB | no | yes | no | unwired
SIG-002648 | AO | Pressure setpoint 02649 | G-0148 | AREA-01 | RED-000663 | A | duty | CBL-001325 | 1 | SYN-AO-CHARM | SYN-AO-TB | yes | yes | yes | unwired
SIG-002649 | AO | Control valve demand 02650 | G-0149 | AREA-02 |  |  | standby | CBL-001325 | 2 | SYN-AO-CHARM | SYN-AO-TB | yes | yes | yes | unwired
SIG-002650 | DI | Valve open limit 02651 | G-0150 | AREA-03 | RED-000663 | B | duty | CBL-001326 | 1 | SYN-DI-CHARM | SYN-DI-TB | no | no | no | unwired
SIG-002651 | DI | High level switch 02652 | G-0151 | AREA-04 |  |  | standby | CBL-001326 | 2 | SYN-DI-CHARM | SYN-DI-TB | no | no | no | loop_checked
SIG-002652 | DI | Motor running feedback 02653 | G-0152 | AREA-05 | RED-000664 | A | duty | CBL-001327 | 1 | SYN-DI-CHARM | SYN-DI-TB | no | no | no | fat_tested
SIG-002653 | DI | Valve open limit 02654 | G-0153 | AREA-06 |  |  | standby | CBL-001327 | 2 | SYN-DI-CHARM | SYN-DI-TB | no | no | no | unwired
SIG-002654 | AI | Tank level 02655 | G-0154 | AREA-07 | RED-000664 | B | duty | CBL-001328 | 1 | SYN-AI-CHARM | SYN-AI-TB | yes | no | no | loop_checked
SIG-002655 | AI | Flow rate 02656 | G-0155 | AREA-08 |  |  | standby | CBL-001328 | 2 | SYN-AI-CHARM | SYN-AI-TB | yes | no | no | unwired
SIG-002656 | DO | Solenoid command 02657 | G-0156 | AREA-01 | RED-000665 | A | duty | CBL-001329 | 1 | SYN-DO-CHARM | SYN-DO-TB | no | yes | no | unwired
SIG-002657 | DO | Alarm reset output 02658 | G-0157 | AREA-02 |  |  | standby | CBL-001329 | 2 | SYN-DO-CHARM | SYN-DO-TB | no | yes | no | unwired
SIG-002658 | DO | Motor start command 02659 | G-0158 | AREA-03 | RED-000665 | B | duty | CBL-001330 | 1 | SYN-DO-CHARM | SYN-DO-TB | no | yes | no | loop_checked
SIG-002659 | DO | Solenoid command 02660 | G-0159 | AREA-04 |  |  | standby | CBL-001330 | 2 | SYN-DO-CHARM | SYN-DO-TB | no | yes | no | unwired
SIG-002660 | DI | High level switch 02661 | G-0160 | AREA-05 | RED-000666 | A | duty | CBL-001331 | 1 | SYN-DI-CHARM | SYN-DI-TB | no | no | no | unwired
SIG-002661 | DI | Motor running feedback 02662 | G-0161 | AREA-06 |  |  | standby | CBL-001331 | 2 | SYN-DI-CHARM | SYN-DI-TB | no | no | no | loop_checked
SIG-002662 | AI | Tank level 02663 | G-0162 | AREA-07 | RED-000666 | B | duty | CBL-001332 | 1 | SYN-AI-CHARM | SYN-AI-TB | yes | no | no | unwired
SIG-002663 | AI | Flow rate 02664 | G-0163 | AREA-08 |  |  | standby | CBL-001332 | 2 | SYN-AI-CHARM | SYN-AI-TB | yes | no | no | unwired
SIG-002664 | AO | Control valve demand 02665 | G-0164 | AREA-01 | RED-000667 | A | duty | CBL-001333 | 1 | SYN-AO-CHARM | SYN-AO-TB | yes | yes | yes | unwired
SIG-002665 | AO | Speed reference 02666 | G-0165 | AREA-02 |  |  | standby | CBL-001333 | 2 | SYN-AO-CHARM | SYN-AO-TB | yes | yes | yes | wired
SIG-002666 | DO | Alarm reset output 02667 | G-0166 | AREA-03 | RED-000667 | B | duty | CBL-001334 | 1 | SYN-DO-CHARM | SYN-DO-TB | no | yes | no | unwired
SIG-002667 | DO | Motor start command 02668 | G-0167 | AREA-04 |  |  | standby | CBL-001334 | 2 | SYN-DO-CHARM | SYN-DO-TB | no | yes | no | wired
SIG-002668 | AI | Process temperature 02669 | G-0168 | AREA-05 | RED-000668 | A | duty | CBL-001335 | 1 | SYN-AI-CHARM | SYN-AI-TB | yes | no | no | unwired
SIG-002669 | AI | Suction pressure 02670 | G-0169 | AREA-06 |  |  | standby | CBL-001335 | 2 | SYN-AI-CHARM | SYN-AI-TB | yes | no | no | loop_checked
SIG-002670 | DI | Motor running feedback 02671 | G-0170 | AREA-07 | RED-000668 | B | duty | CBL-001336 | 1 | SYN-DI-CHARM | SYN-DI-TB | no | no | no | unwired
SIG-002671 | DI | Valve open limit 02672 | G-0171 | AREA-08 |  |  | standby | CBL-001336 | 2 | SYN-DI-CHARM | SYN-DI-TB | no | no | no | loop_checked
SIG-002672 | DI | High level switch 02673 | G-0172 | AREA-01 | RED-000669 | A | duty | CBL-001337 | 1 | SYN-DI-CHARM | SYN-DI-TB | no | no | no | unwired
SIG-002673 | DI | Motor running feedback 02674 | G-0173 | AREA-02 |  |  | standby | CBL-001337 | 2 | SYN-DI-CHARM | SYN-DI-TB | no | no | no | unwired
SIG-002674 | AO | Speed reference 02675 | G-0174 | AREA-03 | RED-000669 | B | duty | CBL-001338 | 1 | SYN-AO-CHARM | SYN-AO-TB | yes | yes | yes | unwired
SIG-002675 | AO | Pressure setpoint 02676 | G-0175 | AREA-04 |  |  | standby | CBL-001338 | 2 | SYN-AO-CHARM | SYN-AO-TB | yes | yes | yes | unwired
SIG-002676 | AI | Process temperature 02677 | G-0176 | AREA-05 | RED-000670 | A | duty | CBL-001339 | 1 | SYN-AI-CHARM | SYN-AI-TB | yes | no | no | unwired
SIG-002677 | AI | Suction pressure 02678 | G-0177 | AREA-06 |  |  | standby | CBL-001339 | 2 | SYN-AI-CHARM | SYN-AI-TB | yes | no | no | fat_tested
SIG-002678 | DI | High level switch 02679 | G-0178 | AREA-07 | RED-000670 | B | duty | CBL-001340 | 1 | SYN-DI-CHARM | SYN-DI-TB | no | no | no | loop_checked
SIG-002679 | DI | Motor running feedback 02680 | G-0179 | AREA-08 |  |  | standby | CBL-001340 | 2 | SYN-DI-CHARM | SYN-DI-TB | no | no | no | fat_tested
SIG-002680 | DI | Valve open limit 02681 | G-0180 | AREA-01 | RED-000671 | A | duty | CBL-001341 | 1 | SYN-DI-CHARM | SYN-DI-TB | no | no | no | unwired
SIG-002681 | DI | High level switch 02682 | G-0181 | AREA-02 |  |  | standby | CBL-001341 | 2 | SYN-DI-CHARM | SYN-DI-TB | no | no | no | unwired
SIG-002682 | DI | Motor running feedback 02683 | G-0182 | AREA-03 | RED-000671 | B | duty | CBL-001342 | 1 | SYN-DI-CHARM | SYN-DI-TB | no | no | no | unwired
SIG-002683 | DI | Valve open limit 02684 | G-0183 | AREA-04 |  |  | standby | CBL-001342 | 2 | SYN-DI-CHARM | SYN-DI-TB | no | no | no | unwired
SIG-002684 | DI | High level switch 02685 | G-0184 | AREA-05 | RED-000672 | A | duty | CBL-001343 | 1 | SYN-DI-CHARM | SYN-DI-TB | no | no | no | unwired
SIG-002685 | DI | Motor running feedback 02686 | G-0185 | AREA-06 |  |  | standby | CBL-001343 | 2 | SYN-DI-CHARM | SYN-DI-TB | no | no | no | wired
SIG-002686 | DO | Solenoid command 02687 | G-0186 | AREA-07 | RED-000672 | B | duty | CBL-001344 | 1 | SYN-DO-CHARM | SYN-DO-TB | no | yes | no | wired
SIG-002687 | DO | Alarm reset output 02688 | G-0187 | AREA-08 |  |  | standby | CBL-001344 | 2 | SYN-DO-CHARM | SYN-DO-TB | no | yes | no | unwired
SIG-002688 | DI | Motor running feedback 02689 | G-0188 | AREA-01 | RED-000673 | A | duty | CBL-001345 | 1 | SYN-DI-CHARM | SYN-DI-TB | no | no | no | unwired
SIG-002689 | DI | Valve open limit 02690 | G-0189 | AREA-02 |  |  | standby | CBL-001345 | 2 | SYN-DI-CHARM | SYN-DI-TB | no | no | no | wired
SIG-002690 | DI | High level switch 02691 | G-0190 | AREA-03 | RED-000673 | B | duty | CBL-001346 | 1 | SYN-DI-CHARM | SYN-DI-TB | no | no | no | loop_checked
SIG-002691 | DI | Motor running feedback 02692 | G-0191 | AREA-04 |  |  | standby | CBL-001346 | 2 | SYN-DI-CHARM | SYN-DI-TB | no | no | no | wired
SIG-002692 | AI | Process temperature 02693 | G-0192 | AREA-05 | RED-000674 | A | duty | CBL-001347 | 1 | SYN-AI-CHARM | SYN-AI-TB | yes | no | no | unwired
SIG-002693 | AI | Suction pressure 02694 | G-0193 | AREA-06 |  |  | standby | CBL-001347 | 2 | SYN-AI-CHARM | SYN-AI-TB | yes | no | no | loop_checked
SIG-002694 | AI | Tank level 02695 | G-0194 | AREA-07 | RED-000674 | B | duty | CBL-001348 | 1 | SYN-AI-CHARM | SYN-AI-TB | yes | no | no | loop_checked
SIG-002695 | AI | Flow rate 02696 | G-0195 | AREA-08 |  |  | standby | CBL-001348 | 2 | SYN-AI-CHARM | SYN-AI-TB | yes | no | no | unwired
SIG-002696 | AO | Pressure setpoint 02697 | G-0196 | AREA-01 | RED-000675 | A | duty | CBL-001349 | 1 | SYN-AO-CHARM | SYN-AO-TB | yes | yes | yes | loop_checked
SIG-002697 | AO | Control valve demand 02698 | G-0197 | AREA-02 |  |  | standby | CBL-001349 | 2 | SYN-AO-CHARM | SYN-AO-TB | yes | yes | yes | unwired
SIG-002698 | DO | Solenoid command 02699 | G-0198 | AREA-03 | RED-000675 | B | duty | CBL-001350 | 1 | SYN-DO-CHARM | SYN-DO-TB | no | yes | no | unwired
SIG-002699 | DO | Alarm reset output 02700 | G-0199 | AREA-04 |  |  | standby | CBL-001350 | 2 | SYN-DO-CHARM | SYN-DO-TB | no | yes | no | unwired
SIG-002700 | DI | Motor running feedback 02701 | G-0200 | AREA-05 | RED-000676 | A | duty | CBL-001351 | 1 | SYN-DI-CHARM | SYN-DI-TB | no | no | no | unwired
SIG-002701 | DI | Valve open limit 02702 | G-0201 | AREA-06 |  |  | standby | CBL-001351 | 2 | SYN-DI-CHARM | SYN-DI-TB | no | no | no | fat_tested
SIG-002702 | DI | High level switch 02703 | G-0202 | AREA-07 | RED-000676 | B | duty | CBL-001352 | 1 | SYN-DI-CHARM | SYN-DI-TB | no | no | no | unwired
SIG-002703 | DI | Motor running feedback 02704 | G-0203 | AREA-08 |  |  | standby | CBL-001352 | 2 | SYN-DI-CHARM | SYN-DI-TB | no | no | no | wired
SIG-002704 | DI | Valve open limit 02705 | G-0204 | AREA-01 | RED-000677 | A | duty | CBL-001353 | 1 | SYN-DI-CHARM | SYN-DI-TB | no | no | no | unwired
SIG-002705 | DI | High level switch 02706 | G-0205 | AREA-02 |  |  | standby | CBL-001353 | 2 | SYN-DI-CHARM | SYN-DI-TB | no | no | no | unwired
SIG-002706 | DI | Motor running feedback 02707 | G-0206 | AREA-03 | RED-000677 | B | duty | CBL-001354 | 1 | SYN-DI-CHARM | SYN-DI-TB | no | no | no | unwired
SIG-002707 | DI | Valve open limit 02708 | G-0207 | AREA-04 |  |  | standby | CBL-001354 | 2 | SYN-DI-CHARM | SYN-DI-TB | no | no | no | unwired
SIG-002708 | AI | Process temperature 02709 | G-0208 | AREA-05 | RED-000678 | A | duty | CBL-001355 | 1 | SYN-AI-CHARM | SYN-AI-TB | yes | no | no | wired
SIG-002709 | AI | Suction pressure 02710 | G-0209 | AREA-06 |  |  | standby | CBL-001355 | 2 | SYN-AI-CHARM | SYN-AI-TB | yes | no | no | unwired
SIG-002710 | AI | Tank level 02711 | G-0210 | AREA-07 | RED-000678 | B | duty | CBL-001356 | 1 | SYN-AI-CHARM | SYN-AI-TB | yes | no | no | wired
SIG-002711 | AI | Flow rate 02712 | G-0211 | AREA-08 |  |  | standby | CBL-001356 | 2 | SYN-AI-CHARM | SYN-AI-TB | yes | no | no | unwired
SIG-002712 | DI | Motor running feedback 02713 | G-0212 | AREA-01 | RED-000679 | A | duty | CBL-001357 | 1 | SYN-DI-CHARM | SYN-DI-TB | no | no | no | loop_checked
SIG-002713 | DI | Valve open limit 02714 | G-0213 | AREA-02 |  |  | standby | CBL-001357 | 2 | SYN-DI-CHARM | SYN-DI-TB | no | no | no | wired
SIG-002714 | AO | Pressure setpoint 02715 | G-0214 | AREA-03 | RED-000679 | B | duty | CBL-001358 | 1 | SYN-AO-CHARM | SYN-AO-TB | yes | yes | yes | unwired
SIG-002715 | AO | Control valve demand 02716 | G-0215 | AREA-04 |  |  | standby | CBL-001358 | 2 | SYN-AO-CHARM | SYN-AO-TB | yes | yes | yes | loop_checked
SIG-002716 | DI | Valve open limit 02717 | G-0216 | AREA-05 | RED-000680 | A | duty | CBL-001359 | 1 | SYN-DI-CHARM | SYN-DI-TB | no | no | no | unwired
SIG-002717 | DI | High level switch 02718 | G-0217 | AREA-06 |  |  | standby | CBL-001359 | 2 | SYN-DI-CHARM | SYN-DI-TB | no | no | no | unwired
SIG-002718 | DI | Motor running feedback 02719 | G-0218 | AREA-07 | RED-000680 | B | duty | CBL-001360 | 1 | SYN-DI-CHARM | SYN-DI-TB | no | no | no | unwired
SIG-002719 | DI | Valve open limit 02720 | G-0219 | AREA-08 |  |  | standby | CBL-001360 | 2 | SYN-DI-CHARM | SYN-DI-TB | no | no | no | wired
SIG-002720 | DI | High level switch 02721 | G-0220 | AREA-01 | RED-000681 | A | duty | CBL-001361 | 1 | SYN-DI-CHARM | SYN-DI-TB | no | no | no | unwired
SIG-002721 | DI | Motor running feedback 02722 | G-0221 | AREA-02 |  |  | standby | CBL-001361 | 2 | SYN-DI-CHARM | SYN-DI-TB | no | no | no | wired
SIG-002722 | AO | Speed reference 02723 | G-0222 | AREA-03 | RED-000681 | B | duty | CBL-001362 | 1 | SYN-AO-CHARM | SYN-AO-TB | yes | yes | yes | unwired
SIG-002723 | AO | Pressure setpoint 02724 | G-0223 | AREA-04 |  |  | standby | CBL-001362 | 2 | SYN-AO-CHARM | SYN-AO-TB | yes | yes | yes | wired
SIG-002724 | DO | Motor start command 02725 | G-0224 | AREA-05 | RED-000682 | A | duty | CBL-001363 | 1 | SYN-DO-CHARM | SYN-DO-TB | no | yes | no | unwired
SIG-002725 | DO | Solenoid command 02726 | G-0225 | AREA-06 |  |  | standby | CBL-001363 | 2 | SYN-DO-CHARM | SYN-DO-TB | no | yes | no | unwired
SIG-002726 | DO | Alarm reset output 02727 | G-0226 | AREA-07 | RED-000682 | B | duty | CBL-001364 | 1 | SYN-DO-CHARM | SYN-DO-TB | no | yes | no | fat_tested
SIG-002727 | DO | Motor start command 02728 | G-0227 | AREA-08 |  |  | standby | CBL-001364 | 2 | SYN-DO-CHARM | SYN-DO-TB | no | yes | no | wired
SIG-002728 | AI | Process temperature 02729 | G-0228 | AREA-01 | RED-000683 | A | duty | CBL-001365 | 1 | SYN-AI-CHARM | SYN-AI-TB | yes | no | no | fat_tested
SIG-002729 | AI | Suction pressure 02730 | G-0229 | AREA-02 |  |  | standby | CBL-001365 | 2 | SYN-AI-CHARM | SYN-AI-TB | yes | no | no | unwired
SIG-002730 | DI | Motor running feedback 02731 | G-0230 | AREA-03 | RED-000683 | B | duty | CBL-001366 | 1 | SYN-DI-CHARM | SYN-DI-TB | no | no | no | loop_checked
SIG-002731 | DI | Valve open limit 02732 | G-0231 | AREA-04 |  |  | standby | CBL-001366 | 2 | SYN-DI-CHARM | SYN-DI-TB | no | no | no | unwired
SIG-002732 | AI | Process temperature 02733 | G-0232 | AREA-05 | RED-000684 | A | duty | CBL-001367 | 1 | SYN-AI-CHARM | SYN-AI-TB | yes | no | no | fat_tested
SIG-002733 | AI | Suction pressure 02734 | G-0233 | AREA-06 |  |  | standby | CBL-001367 | 2 | SYN-AI-CHARM | SYN-AI-TB | yes | no | no | fat_tested
SIG-002734 | DO | Solenoid command 02735 | G-0234 | AREA-07 | RED-000684 | B | duty | CBL-001368 | 1 | SYN-DO-CHARM | SYN-DO-TB | no | yes | no | unwired
SIG-002735 | DO | Alarm reset output 02736 | G-0235 | AREA-08 |  |  | standby | CBL-001368 | 2 | SYN-DO-CHARM | SYN-DO-TB | no | yes | no | unwired
SIG-002736 | AI | Process temperature 02737 | G-0236 | AREA-01 | RED-000685 | A | duty | CBL-001369 | 1 | SYN-AI-CHARM | SYN-AI-TB | yes | no | no | unwired
SIG-002737 | AI | Suction pressure 02738 | G-0237 | AREA-02 |  |  | standby | CBL-001369 | 2 | SYN-AI-CHARM | SYN-AI-TB | yes | no | no | unwired
SIG-002738 | AI | Tank level 02739 | G-0238 | AREA-03 | RED-000685 | B | duty | CBL-001370 | 1 | SYN-AI-CHARM | SYN-AI-TB | yes | no | no | unwired
SIG-002739 | AI | Flow rate 02740 | G-0239 | AREA-04 |  |  | standby | CBL-001370 | 2 | SYN-AI-CHARM | SYN-AI-TB | yes | no | no | unwired
SIG-002740 | DO | Solenoid command 02741 | G-0240 | AREA-05 | RED-000686 | A | duty | CBL-001371 | 1 | SYN-DO-CHARM | SYN-DO-TB | no | yes | no | loop_checked
SIG-002741 | DO | Alarm reset output 02742 | G-0241 | AREA-06 |  |  | standby | CBL-001371 | 2 | SYN-DO-CHARM | SYN-DO-TB | no | yes | no | loop_checked
SIG-002742 | AO | Control valve demand 02743 | G-0242 | AREA-07 | RED-000686 | B | duty | CBL-001372 | 1 | SYN-AO-CHARM | SYN-AO-TB | yes | yes | yes | unwired
SIG-002743 | AO | Speed reference 02744 | G-0243 | AREA-08 |  |  | standby | CBL-001372 | 2 | SYN-AO-CHARM | SYN-AO-TB | yes | yes | yes | unwired
SIG-002744 | DO | Alarm reset output 02745 | G-0244 | AREA-01 | RED-000687 | A | duty | CBL-001373 | 1 | SYN-DO-CHARM | SYN-DO-TB | no | yes | no | unwired
SIG-002745 | DO | Motor start command 02746 | G-0245 | AREA-02 |  |  | standby | CBL-001373 | 2 | SYN-DO-CHARM | SYN-DO-TB | no | yes | no | unwired
SIG-002746 | DO | Solenoid command 02747 | G-0246 | AREA-03 | RED-000687 | B | duty | CBL-001374 | 1 | SYN-DO-CHARM | SYN-DO-TB | no | yes | no | unwired
SIG-002747 | DO | Alarm reset output 02748 | G-0247 | AREA-04 |  |  | standby | CBL-001374 | 2 | SYN-DO-CHARM | SYN-DO-TB | no | yes | no | unwired
SIG-002748 | DI | Motor running feedback 02749 | G-0248 | AREA-05 | RED-000688 | A | duty | CBL-001375 | 1 | SYN-DI-CHARM | SYN-DI-TB | no | no | no | unwired
SIG-002749 | DI | Valve open limit 02750 | G-0249 | AREA-06 |  |  | standby | CBL-001375 | 2 | SYN-DI-CHARM | SYN-DI-TB | no | no | no | unwired
SIG-002750 | DI | High level switch 02751 | G-0000 | AREA-07 | RED-000688 | B | duty | CBL-001376 | 1 | SYN-DI-CHARM | SYN-DI-TB | no | no | no | wired
SIG-002751 | DI | Motor running feedback 02752 | G-0001 | AREA-08 |  |  | standby | CBL-001376 | 2 | SYN-DI-CHARM | SYN-DI-TB | no | no | no | wired
SIG-002752 | DI | Valve open limit 02753 | G-0002 | AREA-01 | RED-000689 | A | duty | CBL-001377 | 1 | SYN-DI-CHARM | SYN-DI-TB | no | no | no | unwired
SIG-002753 | DI | High level switch 02754 | G-0003 | AREA-02 |  |  | standby | CBL-001377 | 2 | SYN-DI-CHARM | SYN-DI-TB | no | no | no | wired
SIG-002754 | DO | Motor start command 02755 | G-0004 | AREA-03 | RED-000689 | B | duty | CBL-001378 | 1 | SYN-DO-CHARM | SYN-DO-TB | no | yes | no | wired
SIG-002755 | DO | Solenoid command 02756 | G-0005 | AREA-04 |  |  | standby | CBL-001378 | 2 | SYN-DO-CHARM | SYN-DO-TB | no | yes | no | fat_tested
SIG-002756 | DO | Alarm reset output 02757 | G-0006 | AREA-05 | RED-000690 | A | duty | CBL-001379 | 1 | SYN-DO-CHARM | SYN-DO-TB | no | yes | no | loop_checked
SIG-002757 | DO | Motor start command 02758 | G-0007 | AREA-06 |  |  | standby | CBL-001379 | 2 | SYN-DO-CHARM | SYN-DO-TB | no | yes | no | unwired
SIG-002758 | DO | Solenoid command 02759 | G-0008 | AREA-07 | RED-000690 | B | duty | CBL-001380 | 1 | SYN-DO-CHARM | SYN-DO-TB | no | yes | no | unwired
SIG-002759 | DO | Alarm reset output 02760 | G-0009 | AREA-08 |  |  | standby | CBL-001380 | 2 | SYN-DO-CHARM | SYN-DO-TB | no | yes | no | unwired
SIG-002760 | AI | Process temperature 02761 | G-0010 | AREA-01 | RED-000691 | A | duty | CBL-001381 | 1 | SYN-AI-CHARM | SYN-AI-TB | yes | no | no | loop_checked
SIG-002761 | AI | Suction pressure 02762 | G-0011 | AREA-02 |  |  | standby | CBL-001381 | 2 | SYN-AI-CHARM | SYN-AI-TB | yes | no | no | loop_checked
SIG-002762 | DO | Alarm reset output 02763 | G-0012 | AREA-03 | RED-000691 | B | duty | CBL-001382 | 1 | SYN-DO-CHARM | SYN-DO-TB | no | yes | no | wired
SIG-002763 | DO | Motor start command 02764 | G-0013 | AREA-04 |  |  | standby | CBL-001382 | 2 | SYN-DO-CHARM | SYN-DO-TB | no | yes | no | unwired
SIG-002764 | DO | Solenoid command 02765 | G-0014 | AREA-05 | RED-000692 | A | duty | CBL-001383 | 1 | SYN-DO-CHARM | SYN-DO-TB | no | yes | no | loop_checked
SIG-002765 | DO | Alarm reset output 02766 | G-0015 | AREA-06 |  |  | standby | CBL-001383 | 2 | SYN-DO-CHARM | SYN-DO-TB | no | yes | no | unwired
SIG-002766 | DO | Motor start command 02767 | G-0016 | AREA-07 | RED-000692 | B | duty | CBL-001384 | 1 | SYN-DO-CHARM | SYN-DO-TB | no | yes | no | wired
SIG-002767 | DO | Solenoid command 02768 | G-0017 | AREA-08 |  |  | standby | CBL-001384 | 2 | SYN-DO-CHARM | SYN-DO-TB | no | yes | no | wired
SIG-002768 | AI | Process temperature 02769 | G-0018 | AREA-01 | RED-000693 | A | duty | CBL-001385 | 1 | SYN-AI-CHARM | SYN-AI-TB | yes | no | no | fat_tested
SIG-002769 | AI | Suction pressure 02770 | G-0019 | AREA-02 |  |  | standby | CBL-001385 | 2 | SYN-AI-CHARM | SYN-AI-TB | yes | no | no | unwired
SIG-002770 | DO | Solenoid command 02771 | G-0020 | AREA-03 | RED-000693 | B | duty | CBL-001386 | 1 | SYN-DO-CHARM | SYN-DO-TB | no | yes | no | wired
SIG-002771 | DO | Alarm reset output 02772 | G-0021 | AREA-04 |  |  | standby | CBL-001386 | 2 | SYN-DO-CHARM | SYN-DO-TB | no | yes | no | unwired
SIG-002772 | AO | Control valve demand 02773 | G-0022 | AREA-05 | RED-000694 | A | duty | CBL-001387 | 1 | SYN-AO-CHARM | SYN-AO-TB | yes | yes | yes | wired
SIG-002773 | AO | Speed reference 02774 | G-0023 | AREA-06 |  |  | standby | CBL-001387 | 2 | SYN-AO-CHARM | SYN-AO-TB | yes | yes | yes | wired
SIG-002774 | DI | High level switch 02775 | G-0024 | AREA-07 | RED-000694 | B | duty | CBL-001388 | 1 | SYN-DI-CHARM | SYN-DI-TB | no | no | no | unwired
SIG-002775 | DI | Motor running feedback 02776 | G-0025 | AREA-08 |  |  | standby | CBL-001388 | 2 | SYN-DI-CHARM | SYN-DI-TB | no | no | no | wired
SIG-002776 | AI | Process temperature 02777 | G-0026 | AREA-01 | RED-000695 | A | duty | CBL-001389 | 1 | SYN-AI-CHARM | SYN-AI-TB | yes | no | no | wired
SIG-002777 | AI | Suction pressure 02778 | G-0027 | AREA-02 |  |  | standby | CBL-001389 | 2 | SYN-AI-CHARM | SYN-AI-TB | yes | no | no | wired
SIG-002778 | AO | Control valve demand 02779 | G-0028 | AREA-03 | RED-000695 | B | duty | CBL-001390 | 1 | SYN-AO-CHARM | SYN-AO-TB | yes | yes | yes | unwired
SIG-002779 | AO | Speed reference 02780 | G-0029 | AREA-04 |  |  | standby | CBL-001390 | 2 | SYN-AO-CHARM | SYN-AO-TB | yes | yes | yes | loop_checked
SIG-002780 | DI | High level switch 02781 | G-0030 | AREA-05 | RED-000696 | A | duty | CBL-001391 | 1 | SYN-DI-CHARM | SYN-DI-TB | no | no | no | wired
SIG-002781 | DI | Motor running feedback 02782 | G-0031 | AREA-06 |  |  | standby | CBL-001391 | 2 | SYN-DI-CHARM | SYN-DI-TB | no | no | no | unwired
SIG-002782 | DO | Solenoid command 02783 | G-0032 | AREA-07 | RED-000696 | B | duty | CBL-001392 | 1 | SYN-DO-CHARM | SYN-DO-TB | no | yes | no | unwired
SIG-002783 | DO | Alarm reset output 02784 | G-0033 | AREA-08 |  |  | standby | CBL-001392 | 2 | SYN-DO-CHARM | SYN-DO-TB | no | yes | no | wired
SIG-002784 | DI | Motor running feedback 02785 | G-0034 | AREA-01 | RED-000697 | A | duty | CBL-001393 | 1 | SYN-DI-CHARM | SYN-DI-TB | no | no | no | fat_tested
SIG-002785 | DI | Valve open limit 02786 | G-0035 | AREA-02 |  |  | standby | CBL-001393 | 2 | SYN-DI-CHARM | SYN-DI-TB | no | no | no | unwired
SIG-002786 | AI | Tank level 02787 | G-0036 | AREA-03 | RED-000697 | B | duty | CBL-001394 | 1 | SYN-AI-CHARM | SYN-AI-TB | yes | no | no | unwired
SIG-002787 | AI | Flow rate 02788 | G-0037 | AREA-04 |  |  | standby | CBL-001394 | 2 | SYN-AI-CHARM | SYN-AI-TB | yes | no | no | loop_checked
SIG-002788 | AO | Speed reference 02789 | G-0038 | AREA-05 | RED-000698 | A | duty | CBL-001395 | 1 | SYN-AO-CHARM | SYN-AO-TB | yes | yes | yes | unwired
SIG-002789 | AO | Pressure setpoint 02790 | G-0039 | AREA-06 |  |  | standby | CBL-001395 | 2 | SYN-AO-CHARM | SYN-AO-TB | yes | yes | yes | unwired
SIG-002790 | AO | Control valve demand 02791 | G-0040 | AREA-07 | RED-000698 | B | duty | CBL-001396 | 1 | SYN-AO-CHARM | SYN-AO-TB | yes | yes | yes | unwired
SIG-002791 | AO | Speed reference 02792 | G-0041 | AREA-08 |  |  | standby | CBL-001396 | 2 | SYN-AO-CHARM | SYN-AO-TB | yes | yes | yes | unwired
SIG-002792 | AI | Process temperature 02793 | G-0042 | AREA-01 | RED-000699 | A | duty | CBL-001397 | 1 | SYN-AI-CHARM | SYN-AI-TB | yes | no | no | unwired
SIG-002793 | AI | Suction pressure 02794 | G-0043 | AREA-02 |  |  | standby | CBL-001397 | 2 | SYN-AI-CHARM | SYN-AI-TB | yes | no | no | unwired
SIG-002794 | DO | Solenoid command 02795 | G-0044 | AREA-03 | RED-000699 | B | duty | CBL-001398 | 1 | SYN-DO-CHARM | SYN-DO-TB | no | yes | no | loop_checked
SIG-002795 | DO | Alarm reset output 02796 | G-0045 | AREA-04 |  |  | standby | CBL-001398 | 2 | SYN-DO-CHARM | SYN-DO-TB | no | yes | no | loop_checked
SIG-002796 | DO | Motor start command 02797 | G-0046 | AREA-05 | RED-000700 | A | duty | CBL-001399 | 1 | SYN-DO-CHARM | SYN-DO-TB | no | yes | no | unwired
SIG-002797 | DO | Solenoid command 02798 | G-0047 | AREA-06 |  |  | standby | CBL-001399 | 2 | SYN-DO-CHARM | SYN-DO-TB | no | yes | no | fat_tested
SIG-002798 | AI | Tank level 02799 | G-0048 | AREA-07 | RED-000700 | B | duty | CBL-001400 | 1 | SYN-AI-CHARM | SYN-AI-TB | yes | no | no | unwired
SIG-002799 | AI | Flow rate 02800 | G-0049 | AREA-08 |  |  | standby | CBL-001400 | 2 | SYN-AI-CHARM | SYN-AI-TB | yes | no | no | unwired
SIG-002800 | DI | Valve open limit 02801 | G-0050 | AREA-01 | RED-000701 | A | duty | CBL-001401 | 1 | SYN-DI-CHARM | SYN-DI-TB | no | no | no | unwired
SIG-002801 | DI | High level switch 02802 | G-0051 | AREA-02 |  |  | standby | CBL-001401 | 2 | SYN-DI-CHARM | SYN-DI-TB | no | no | no | unwired
SIG-002802 | AI | Tank level 02803 | G-0052 | AREA-03 | RED-000701 | B | duty | CBL-001402 | 1 | SYN-AI-CHARM | SYN-AI-TB | yes | no | no | unwired
SIG-002803 | AI | Flow rate 02804 | G-0053 | AREA-04 |  |  | standby | CBL-001402 | 2 | SYN-AI-CHARM | SYN-AI-TB | yes | no | no | unwired
SIG-002804 | DI | High level switch 02805 | G-0054 | AREA-05 | RED-000702 | A | duty | CBL-001403 | 1 | SYN-DI-CHARM | SYN-DI-TB | no | no | no | wired
SIG-002805 | DI | Motor running feedback 02806 | G-0055 | AREA-06 |  |  | standby | CBL-001403 | 2 | SYN-DI-CHARM | SYN-DI-TB | no | no | no | unwired
SIG-002806 | AI | Tank level 02807 | G-0056 | AREA-07 | RED-000702 | B | duty | CBL-001404 | 1 | SYN-AI-CHARM | SYN-AI-TB | yes | no | no | unwired
SIG-002807 | AI | Flow rate 02808 | G-0057 | AREA-08 |  |  | standby | CBL-001404 | 2 | SYN-AI-CHARM | SYN-AI-TB | yes | no | no | unwired
SIG-002808 | DI | Motor running feedback 02809 | G-0058 | AREA-01 | RED-000703 | A | duty | CBL-001405 | 1 | SYN-DI-CHARM | SYN-DI-TB | no | no | no | loop_checked
SIG-002809 | DI | Valve open limit 02810 | G-0059 | AREA-02 |  |  | standby | CBL-001405 | 2 | SYN-DI-CHARM | SYN-DI-TB | no | no | no | unwired
SIG-002810 | DI | High level switch 02811 | G-0060 | AREA-03 | RED-000703 | B | duty | CBL-001406 | 1 | SYN-DI-CHARM | SYN-DI-TB | no | no | no | unwired
SIG-002811 | DI | Motor running feedback 02812 | G-0061 | AREA-04 |  |  | standby | CBL-001406 | 2 | SYN-DI-CHARM | SYN-DI-TB | no | no | no | unwired
SIG-002812 | AI | Process temperature 02813 | G-0062 | AREA-05 | RED-000704 | A | duty | CBL-001407 | 1 | SYN-AI-CHARM | SYN-AI-TB | yes | no | no | unwired
SIG-002813 | AI | Suction pressure 02814 | G-0063 | AREA-06 |  |  | standby | CBL-001407 | 2 | SYN-AI-CHARM | SYN-AI-TB | yes | no | no | unwired
SIG-002814 | DI | Motor running feedback 02815 | G-0064 | AREA-07 | RED-000704 | B | duty | CBL-001408 | 1 | SYN-DI-CHARM | SYN-DI-TB | no | no | no | wired
SIG-002815 | DI | Valve open limit 02816 | G-0065 | AREA-08 |  |  | standby | CBL-001408 | 2 | SYN-DI-CHARM | SYN-DI-TB | no | no | no | unwired
SIG-002816 | DI | High level switch 02817 | G-0066 | AREA-01 | RED-000705 | A | duty | CBL-001409 | 1 | SYN-DI-CHARM | SYN-DI-TB | no | no | no | wired
SIG-002817 | DI | Motor running feedback 02818 | G-0067 | AREA-02 |  |  | standby | CBL-001409 | 2 | SYN-DI-CHARM | SYN-DI-TB | no | no | no | unwired
SIG-002818 | DI | Valve open limit 02819 | G-0068 | AREA-03 | RED-000705 | B | duty | CBL-001410 | 1 | SYN-DI-CHARM | SYN-DI-TB | no | no | no | unwired
SIG-002819 | DI | High level switch 02820 | G-0069 | AREA-04 |  |  | standby | CBL-001410 | 2 | SYN-DI-CHARM | SYN-DI-TB | no | no | no | unwired
SIG-002820 | AO | Control valve demand 02821 | G-0070 | AREA-05 | RED-000706 | A | duty | CBL-001411 | 1 | SYN-AO-CHARM | SYN-AO-TB | yes | yes | yes | fat_tested
SIG-002821 | AO | Speed reference 02822 | G-0071 | AREA-06 |  |  | standby | CBL-001411 | 2 | SYN-AO-CHARM | SYN-AO-TB | yes | yes | yes | unwired
SIG-002822 | DO | Alarm reset output 02823 | G-0072 | AREA-07 | RED-000706 | B | duty | CBL-001412 | 1 | SYN-DO-CHARM | SYN-DO-TB | no | yes | no | unwired
SIG-002823 | DO | Motor start command 02824 | G-0073 | AREA-08 |  |  | standby | CBL-001412 | 2 | SYN-DO-CHARM | SYN-DO-TB | no | yes | no | loop_checked
SIG-002824 | AI | Process temperature 02825 | G-0074 | AREA-01 | RED-000707 | A | duty | CBL-001413 | 1 | SYN-AI-CHARM | SYN-AI-TB | yes | no | no | unwired
SIG-002825 | AI | Suction pressure 02826 | G-0075 | AREA-02 |  |  | standby | CBL-001413 | 2 | SYN-AI-CHARM | SYN-AI-TB | yes | no | no | unwired
SIG-002826 | DI | Motor running feedback 02827 | G-0076 | AREA-03 | RED-000707 | B | duty | CBL-001414 | 1 | SYN-DI-CHARM | SYN-DI-TB | no | no | no | loop_checked
SIG-002827 | DI | Valve open limit 02828 | G-0077 | AREA-04 |  |  | standby | CBL-001414 | 2 | SYN-DI-CHARM | SYN-DI-TB | no | no | no | unwired
SIG-002828 | AI | Process temperature 02829 | G-0078 | AREA-05 | RED-000708 | A | duty | CBL-001415 | 1 | SYN-AI-CHARM | SYN-AI-TB | yes | no | no | loop_checked
SIG-002829 | AI | Suction pressure 02830 | G-0079 | AREA-06 |  |  | standby | CBL-001415 | 2 | SYN-AI-CHARM | SYN-AI-TB | yes | no | no | unwired
SIG-002830 | AI | Tank level 02831 | G-0080 | AREA-07 | RED-000708 | B | duty | CBL-001416 | 1 | SYN-AI-CHARM | SYN-AI-TB | yes | no | no | wired
SIG-002831 | AI | Flow rate 02832 | G-0081 | AREA-08 |  |  | standby | CBL-001416 | 2 | SYN-AI-CHARM | SYN-AI-TB | yes | no | no | unwired
SIG-002832 | AO | Control valve demand 02833 | G-0082 | AREA-01 | RED-000709 | A | duty | CBL-001417 | 1 | SYN-AO-CHARM | SYN-AO-TB | yes | yes | yes | wired
SIG-002833 | AO | Speed reference 02834 | G-0083 | AREA-02 |  |  | standby | CBL-001417 | 2 | SYN-AO-CHARM | SYN-AO-TB | yes | yes | yes | loop_checked
SIG-002834 | AI | Tank level 02835 | G-0084 | AREA-03 | RED-000709 | B | duty | CBL-001418 | 1 | SYN-AI-CHARM | SYN-AI-TB | yes | no | no | wired
SIG-002835 | AI | Flow rate 02836 | G-0085 | AREA-04 |  |  | standby | CBL-001418 | 2 | SYN-AI-CHARM | SYN-AI-TB | yes | no | no | unwired
SIG-002836 | AO | Speed reference 02837 | G-0086 | AREA-05 | RED-000710 | A | duty | CBL-001419 | 1 | SYN-AO-CHARM | SYN-AO-TB | yes | yes | yes | wired
SIG-002837 | AO | Pressure setpoint 02838 | G-0087 | AREA-06 |  |  | standby | CBL-001419 | 2 | SYN-AO-CHARM | SYN-AO-TB | yes | yes | yes | wired
SIG-002838 | DI | Motor running feedback 02839 | G-0088 | AREA-07 | RED-000710 | B | duty | CBL-001420 | 1 | SYN-DI-CHARM | SYN-DI-TB | no | no | no | loop_checked
SIG-002839 | DI | Valve open limit 02840 | G-0089 | AREA-08 |  |  | standby | CBL-001420 | 2 | SYN-DI-CHARM | SYN-DI-TB | no | no | no | unwired
SIG-002840 | DO | Alarm reset output 02841 | G-0090 | AREA-01 | RED-000711 | A | duty | CBL-001421 | 1 | SYN-DO-CHARM | SYN-DO-TB | no | yes | no | loop_checked
SIG-002841 | DO | Motor start command 02842 | G-0091 | AREA-02 |  |  | standby | CBL-001421 | 2 | SYN-DO-CHARM | SYN-DO-TB | no | yes | no | unwired
SIG-002842 | AI | Tank level 02843 | G-0092 | AREA-03 | RED-000711 | B | duty | CBL-001422 | 1 | SYN-AI-CHARM | SYN-AI-TB | yes | no | no | fat_tested
SIG-002843 | AI | Flow rate 02844 | G-0093 | AREA-04 |  |  | standby | CBL-001422 | 2 | SYN-AI-CHARM | SYN-AI-TB | yes | no | no | unwired
SIG-002844 | AI | Process temperature 02845 | G-0094 | AREA-05 | RED-000712 | A | duty | CBL-001423 | 1 | SYN-AI-CHARM | SYN-AI-TB | yes | no | no | wired
SIG-002845 | AI | Suction pressure 02846 | G-0095 | AREA-06 |  |  | standby | CBL-001423 | 2 | SYN-AI-CHARM | SYN-AI-TB | yes | no | no | unwired
SIG-002846 | AI | Tank level 02847 | G-0096 | AREA-07 | RED-000712 | B | duty | CBL-001424 | 1 | SYN-AI-CHARM | SYN-AI-TB | yes | no | no | wired
SIG-002847 | AI | Flow rate 02848 | G-0097 | AREA-08 |  |  | standby | CBL-001424 | 2 | SYN-AI-CHARM | SYN-AI-TB | yes | no | no | unwired
SIG-002848 | AO | Speed reference 02849 | G-0098 | AREA-01 | RED-000713 | A | duty | CBL-001425 | 1 | SYN-AO-CHARM | SYN-AO-TB | yes | yes | yes | wired
SIG-002849 | AO | Pressure setpoint 02850 | G-0099 | AREA-02 |  |  | standby | CBL-001425 | 2 | SYN-AO-CHARM | SYN-AO-TB | yes | yes | yes | unwired
SIG-002850 | DI | Motor running feedback 02851 | G-0100 | AREA-03 | RED-000713 | B | duty | CBL-001426 | 1 | SYN-DI-CHARM | SYN-DI-TB | no | no | no | unwired
SIG-002851 | DI | Valve open limit 02852 | G-0101 | AREA-04 |  |  | standby | CBL-001426 | 2 | SYN-DI-CHARM | SYN-DI-TB | no | no | no | unwired
SIG-002852 | DI | High level switch 02853 | G-0102 | AREA-05 | RED-000714 | A | duty | CBL-001427 | 1 | SYN-DI-CHARM | SYN-DI-TB | no | no | no | loop_checked
SIG-002853 | DI | Motor running feedback 02854 | G-0103 | AREA-06 |  |  | standby | CBL-001427 | 2 | SYN-DI-CHARM | SYN-DI-TB | no | no | no | loop_checked
SIG-002854 | DO | Solenoid command 02855 | G-0104 | AREA-07 | RED-000714 | B | duty | CBL-001428 | 1 | SYN-DO-CHARM | SYN-DO-TB | no | yes | no | unwired
SIG-002855 | DO | Alarm reset output 02856 | G-0105 | AREA-08 |  |  | standby | CBL-001428 | 2 | SYN-DO-CHARM | SYN-DO-TB | no | yes | no | wired
SIG-002856 | DI | Motor running feedback 02857 | G-0106 | AREA-01 | RED-000715 | A | duty | CBL-001429 | 1 | SYN-DI-CHARM | SYN-DI-TB | no | no | no | wired
SIG-002857 | DI | Valve open limit 02858 | G-0107 | AREA-02 |  |  | standby | CBL-001429 | 2 | SYN-DI-CHARM | SYN-DI-TB | no | no | no | unwired
SIG-002858 | AI | Tank level 02859 | G-0108 | AREA-03 | RED-000715 | B | duty | CBL-001430 | 1 | SYN-AI-CHARM | SYN-AI-TB | yes | no | no | wired
SIG-002859 | AI | Flow rate 02860 | G-0109 | AREA-04 |  |  | standby | CBL-001430 | 2 | SYN-AI-CHARM | SYN-AI-TB | yes | no | no | unwired
SIG-002860 | AI | Process temperature 02861 | G-0110 | AREA-05 | RED-000716 | A | duty | CBL-001431 | 1 | SYN-AI-CHARM | SYN-AI-TB | yes | no | no | unwired
SIG-002861 | AI | Suction pressure 02862 | G-0111 | AREA-06 |  |  | standby | CBL-001431 | 2 | SYN-AI-CHARM | SYN-AI-TB | yes | no | no | unwired
SIG-002862 | AI | Tank level 02863 | G-0112 | AREA-07 | RED-000716 | B | duty | CBL-001432 | 1 | SYN-AI-CHARM | SYN-AI-TB | yes | no | no | unwired
SIG-002863 | AI | Flow rate 02864 | G-0113 | AREA-08 |  |  | standby | CBL-001432 | 2 | SYN-AI-CHARM | SYN-AI-TB | yes | no | no | unwired
SIG-002864 | AI | Process temperature 02865 | G-0114 | AREA-01 | RED-000717 | A | duty | CBL-001433 | 1 | SYN-AI-CHARM | SYN-AI-TB | yes | no | no | unwired
SIG-002865 | AI | Suction pressure 02866 | G-0115 | AREA-02 |  |  | standby | CBL-001433 | 2 | SYN-AI-CHARM | SYN-AI-TB | yes | no | no | loop_checked
SIG-002866 | DO | Solenoid command 02867 | G-0116 | AREA-03 | RED-000717 | B | duty | CBL-001434 | 1 | SYN-DO-CHARM | SYN-DO-TB | no | yes | no | wired
SIG-002867 | DO | Alarm reset output 02868 | G-0117 | AREA-04 |  |  | standby | CBL-001434 | 2 | SYN-DO-CHARM | SYN-DO-TB | no | yes | no | unwired
SIG-002868 | DO | Motor start command 02869 | G-0118 | AREA-05 | RED-000718 | A | duty | CBL-001435 | 1 | SYN-DO-CHARM | SYN-DO-TB | no | yes | no | unwired
SIG-002869 | DO | Solenoid command 02870 | G-0119 | AREA-06 |  |  | standby | CBL-001435 | 2 | SYN-DO-CHARM | SYN-DO-TB | no | yes | no | unwired
SIG-002870 | DI | High level switch 02871 | G-0120 | AREA-07 | RED-000718 | B | duty | CBL-001436 | 1 | SYN-DI-CHARM | SYN-DI-TB | no | no | no | wired
SIG-002871 | DI | Motor running feedback 02872 | G-0121 | AREA-08 |  |  | standby | CBL-001436 | 2 | SYN-DI-CHARM | SYN-DI-TB | no | no | no | wired
SIG-002872 | AI | Process temperature 02873 | G-0122 | AREA-01 | RED-000719 | A | duty | CBL-001437 | 1 | SYN-AI-CHARM | SYN-AI-TB | yes | no | no | unwired
SIG-002873 | AI | Suction pressure 02874 | G-0123 | AREA-02 |  |  | standby | CBL-001437 | 2 | SYN-AI-CHARM | SYN-AI-TB | yes | no | no | unwired
SIG-002874 | DO | Motor start command 02875 | G-0124 | AREA-03 | RED-000719 | B | duty | CBL-001438 | 1 | SYN-DO-CHARM | SYN-DO-TB | no | yes | no | unwired
SIG-002875 | DO | Solenoid command 02876 | G-0125 | AREA-04 |  |  | standby | CBL-001438 | 2 | SYN-DO-CHARM | SYN-DO-TB | no | yes | no | unwired
SIG-002876 | DO | Alarm reset output 02877 | G-0126 | AREA-05 | RED-000720 | A | duty | CBL-001439 | 1 | SYN-DO-CHARM | SYN-DO-TB | no | yes | no | unwired
SIG-002877 | DO | Motor start command 02878 | G-0127 | AREA-06 |  |  | standby | CBL-001439 | 2 | SYN-DO-CHARM | SYN-DO-TB | no | yes | no | unwired
SIG-002878 | DO | Solenoid command 02879 | G-0128 | AREA-07 | RED-000720 | B | duty | CBL-001440 | 1 | SYN-DO-CHARM | SYN-DO-TB | no | yes | no | wired
SIG-002879 | DO | Alarm reset output 02880 | G-0129 | AREA-08 |  |  | standby | CBL-001440 | 2 | SYN-DO-CHARM | SYN-DO-TB | no | yes | no | wired
SIG-002880 | AI | Process temperature 02881 | G-0130 | AREA-01 | RED-000721 | A | duty | CBL-001441 | 1 | SYN-AI-CHARM | SYN-AI-TB | yes | no | no | wired
SIG-002881 | AI | Suction pressure 02882 | G-0131 | AREA-02 |  |  | standby | CBL-001441 | 2 | SYN-AI-CHARM | SYN-AI-TB | yes | no | no | wired
SIG-002882 | DI | High level switch 02883 | G-0132 | AREA-03 | RED-000721 | B | duty | CBL-001442 | 1 | SYN-DI-CHARM | SYN-DI-TB | no | no | no | unwired
SIG-002883 | DI | Motor running feedback 02884 | G-0133 | AREA-04 |  |  | standby | CBL-001442 | 2 | SYN-DI-CHARM | SYN-DI-TB | no | no | no | loop_checked
SIG-002884 | AI | Process temperature 02885 | G-0134 | AREA-05 | RED-000722 | A | duty | CBL-001443 | 1 | SYN-AI-CHARM | SYN-AI-TB | yes | no | no | wired
SIG-002885 | AI | Suction pressure 02886 | G-0135 | AREA-06 |  |  | standby | CBL-001443 | 2 | SYN-AI-CHARM | SYN-AI-TB | yes | no | no | wired
SIG-002886 | DI | Motor running feedback 02887 | G-0136 | AREA-07 | RED-000722 | B | duty | CBL-001444 | 1 | SYN-DI-CHARM | SYN-DI-TB | no | no | no | wired
SIG-002887 | DI | Valve open limit 02888 | G-0137 | AREA-08 |  |  | standby | CBL-001444 | 2 | SYN-DI-CHARM | SYN-DI-TB | no | no | no | unwired
SIG-002888 | DI | High level switch 02889 | G-0138 | AREA-01 | RED-000723 | A | duty | CBL-001445 | 1 | SYN-DI-CHARM | SYN-DI-TB | no | no | no | loop_checked
SIG-002889 | DI | Motor running feedback 02890 | G-0139 | AREA-02 |  |  | standby | CBL-001445 | 2 | SYN-DI-CHARM | SYN-DI-TB | no | no | no | unwired
SIG-002890 | AI | Tank level 02891 | G-0140 | AREA-03 | RED-000723 | B | duty | CBL-001446 | 1 | SYN-AI-CHARM | SYN-AI-TB | yes | no | no | loop_checked
SIG-002891 | AI | Flow rate 02892 | G-0141 | AREA-04 |  |  | standby | CBL-001446 | 2 | SYN-AI-CHARM | SYN-AI-TB | yes | no | no | wired
SIG-002892 | AI | Process temperature 02893 | G-0142 | AREA-05 | RED-000724 | A | duty | CBL-001447 | 1 | SYN-AI-CHARM | SYN-AI-TB | yes | no | no | unwired
SIG-002893 | AI | Suction pressure 02894 | G-0143 | AREA-06 |  |  | standby | CBL-001447 | 2 | SYN-AI-CHARM | SYN-AI-TB | yes | no | no | unwired
SIG-002894 | AI | Tank level 02895 | G-0144 | AREA-07 | RED-000724 | B | duty | CBL-001448 | 1 | SYN-AI-CHARM | SYN-AI-TB | yes | no | no | wired
SIG-002895 | AI | Flow rate 02896 | G-0145 | AREA-08 |  |  | standby | CBL-001448 | 2 | SYN-AI-CHARM | SYN-AI-TB | yes | no | no | unwired
SIG-002896 | DI | Valve open limit 02897 | G-0146 | AREA-01 | RED-000725 | A | duty | CBL-001449 | 1 | SYN-DI-CHARM | SYN-DI-TB | no | no | no | unwired
SIG-002897 | DI | High level switch 02898 | G-0147 | AREA-02 |  |  | standby | CBL-001449 | 2 | SYN-DI-CHARM | SYN-DI-TB | no | no | no | unwired
SIG-002898 | AI | Tank level 02899 | G-0148 | AREA-03 | RED-000725 | B | duty | CBL-001450 | 1 | SYN-AI-CHARM | SYN-AI-TB | yes | no | no | unwired
SIG-002899 | AI | Flow rate 02900 | G-0149 | AREA-04 |  |  | standby | CBL-001450 | 2 | SYN-AI-CHARM | SYN-AI-TB | yes | no | no | wired
SIG-002900 | AO | Pressure setpoint 02901 | G-0150 | AREA-05 | RED-000726 | A | duty | CBL-001451 | 1 | SYN-AO-CHARM | SYN-AO-TB | yes | yes | yes | loop_checked
SIG-002901 | AO | Control valve demand 02902 | G-0151 | AREA-06 |  |  | standby | CBL-001451 | 2 | SYN-AO-CHARM | SYN-AO-TB | yes | yes | yes | unwired
SIG-002902 | AI | Tank level 02903 | G-0152 | AREA-07 | RED-000726 | B | duty | CBL-001452 | 1 | SYN-AI-CHARM | SYN-AI-TB | yes | no | no | wired
SIG-002903 | AI | Flow rate 02904 | G-0153 | AREA-08 |  |  | standby | CBL-001452 | 2 | SYN-AI-CHARM | SYN-AI-TB | yes | no | no | fat_tested
SIG-002904 | DI | Motor running feedback 02905 | G-0154 | AREA-01 | RED-000727 | A | duty | CBL-001453 | 1 | SYN-DI-CHARM | SYN-DI-TB | no | no | no | loop_checked
SIG-002905 | DI | Valve open limit 02906 | G-0155 | AREA-02 |  |  | standby | CBL-001453 | 2 | SYN-DI-CHARM | SYN-DI-TB | no | no | no | wired
SIG-002906 | DI | High level switch 02907 | G-0156 | AREA-03 | RED-000727 | B | duty | CBL-001454 | 1 | SYN-DI-CHARM | SYN-DI-TB | no | no | no | unwired
SIG-002907 | DI | Motor running feedback 02908 | G-0157 | AREA-04 |  |  | standby | CBL-001454 | 2 | SYN-DI-CHARM | SYN-DI-TB | no | no | no | unwired
SIG-002908 | DI | Valve open limit 02909 | G-0158 | AREA-05 | RED-000728 | A | duty | CBL-001455 | 1 | SYN-DI-CHARM | SYN-DI-TB | no | no | no | wired
SIG-002909 | DI | High level switch 02910 | G-0159 | AREA-06 |  |  | standby | CBL-001455 | 2 | SYN-DI-CHARM | SYN-DI-TB | no | no | no | wired
SIG-002910 | DI | Motor running feedback 02911 | G-0160 | AREA-07 | RED-000728 | B | duty | CBL-001456 | 1 | SYN-DI-CHARM | SYN-DI-TB | no | no | no | unwired
SIG-002911 | DI | Valve open limit 02912 | G-0161 | AREA-08 |  |  | standby | CBL-001456 | 2 | SYN-DI-CHARM | SYN-DI-TB | no | no | no | unwired
SIG-002912 | DI | High level switch 02913 | G-0162 | AREA-01 | RED-000729 | A | duty | CBL-001457 | 1 | SYN-DI-CHARM | SYN-DI-TB | no | no | no | loop_checked
SIG-002913 | DI | Motor running feedback 02914 | G-0163 | AREA-02 |  |  | standby | CBL-001457 | 2 | SYN-DI-CHARM | SYN-DI-TB | no | no | no | fat_tested
SIG-002914 | AI | Tank level 02915 | G-0164 | AREA-03 | RED-000729 | B | duty | CBL-001458 | 1 | SYN-AI-CHARM | SYN-AI-TB | yes | no | no | loop_checked
SIG-002915 | AI | Flow rate 02916 | G-0165 | AREA-04 |  |  | standby | CBL-001458 | 2 | SYN-AI-CHARM | SYN-AI-TB | yes | no | no | fat_tested
SIG-002916 | DI | Motor running feedback 02917 | G-0166 | AREA-05 | RED-000730 | A | duty | CBL-001459 | 1 | SYN-DI-CHARM | SYN-DI-TB | no | no | no | wired
SIG-002917 | DI | Valve open limit 02918 | G-0167 | AREA-06 |  |  | standby | CBL-001459 | 2 | SYN-DI-CHARM | SYN-DI-TB | no | no | no | unwired
SIG-002918 | DI | High level switch 02919 | G-0168 | AREA-07 | RED-000730 | B | duty | CBL-001460 | 1 | SYN-DI-CHARM | SYN-DI-TB | no | no | no | unwired
SIG-002919 | DI | Motor running feedback 02920 | G-0169 | AREA-08 |  |  | standby | CBL-001460 | 2 | SYN-DI-CHARM | SYN-DI-TB | no | no | no | unwired
SIG-002920 | AI | Process temperature 02921 | G-0170 | AREA-01 | RED-000731 | A | duty | CBL-001461 | 1 | SYN-AI-CHARM | SYN-AI-TB | yes | no | no | unwired
SIG-002921 | AI | Suction pressure 02922 | G-0171 | AREA-02 |  |  | standby | CBL-001461 | 2 | SYN-AI-CHARM | SYN-AI-TB | yes | no | no | fat_tested
SIG-002922 | AI | Tank level 02923 | G-0172 | AREA-03 | RED-000731 | B | duty | CBL-001462 | 1 | SYN-AI-CHARM | SYN-AI-TB | yes | no | no | unwired
SIG-002923 | AI | Flow rate 02924 | G-0173 | AREA-04 |  |  | standby | CBL-001462 | 2 | SYN-AI-CHARM | SYN-AI-TB | yes | no | no | unwired
SIG-002924 | DI | High level switch 02925 | G-0174 | AREA-05 | RED-000732 | A | duty | CBL-001463 | 1 | SYN-DI-CHARM | SYN-DI-TB | no | no | no | unwired
SIG-002925 | DI | Motor running feedback 02926 | G-0175 | AREA-06 |  |  | standby | CBL-001463 | 2 | SYN-DI-CHARM | SYN-DI-TB | no | no | no | unwired
SIG-002926 | DI | Valve open limit 02927 | G-0176 | AREA-07 | RED-000732 | B | duty | CBL-001464 | 1 | SYN-DI-CHARM | SYN-DI-TB | no | no | no | unwired
SIG-002927 | DI | High level switch 02928 | G-0177 | AREA-08 |  |  | standby | CBL-001464 | 2 | SYN-DI-CHARM | SYN-DI-TB | no | no | no | unwired
SIG-002928 | DI | Motor running feedback 02929 | G-0178 | AREA-01 | RED-000733 | A | duty | CBL-001465 | 1 | SYN-DI-CHARM | SYN-DI-TB | no | no | no | unwired
SIG-002929 | DI | Valve open limit 02930 | G-0179 | AREA-02 |  |  | standby | CBL-001465 | 2 | SYN-DI-CHARM | SYN-DI-TB | no | no | no | fat_tested
SIG-002930 | DO | Alarm reset output 02931 | G-0180 | AREA-03 | RED-000733 | B | duty | CBL-001466 | 1 | SYN-DO-CHARM | SYN-DO-TB | no | yes | no | unwired
SIG-002931 | DO | Motor start command 02932 | G-0181 | AREA-04 |  |  | standby | CBL-001466 | 2 | SYN-DO-CHARM | SYN-DO-TB | no | yes | no | unwired
SIG-002932 | AO | Speed reference 02933 | G-0182 | AREA-05 | RED-000734 | A | duty | CBL-001467 | 1 | SYN-AO-CHARM | SYN-AO-TB | yes | yes | yes | wired
SIG-002933 | AO | Pressure setpoint 02934 | G-0183 | AREA-06 |  |  | standby | CBL-001467 | 2 | SYN-AO-CHARM | SYN-AO-TB | yes | yes | yes | wired
SIG-002934 | AI | Tank level 02935 | G-0184 | AREA-07 | RED-000734 | B | duty | CBL-001468 | 1 | SYN-AI-CHARM | SYN-AI-TB | yes | no | no | loop_checked
SIG-002935 | AI | Flow rate 02936 | G-0185 | AREA-08 |  |  | standby | CBL-001468 | 2 | SYN-AI-CHARM | SYN-AI-TB | yes | no | no | wired
SIG-002936 | DO | Alarm reset output 02937 | G-0186 | AREA-01 | RED-000735 | A | duty | CBL-001469 | 1 | SYN-DO-CHARM | SYN-DO-TB | no | yes | no | unwired
SIG-002937 | DO | Motor start command 02938 | G-0187 | AREA-02 |  |  | standby | CBL-001469 | 2 | SYN-DO-CHARM | SYN-DO-TB | no | yes | no | wired
SIG-002938 | DI | Valve open limit 02939 | G-0188 | AREA-03 | RED-000735 | B | duty | CBL-001470 | 1 | SYN-DI-CHARM | SYN-DI-TB | no | no | no | wired
SIG-002939 | DI | High level switch 02940 | G-0189 | AREA-04 |  |  | standby | CBL-001470 | 2 | SYN-DI-CHARM | SYN-DI-TB | no | no | no | loop_checked
SIG-002940 | AO | Control valve demand 02941 | G-0190 | AREA-05 | RED-000736 | A | duty | CBL-001471 | 1 | SYN-AO-CHARM | SYN-AO-TB | yes | yes | yes | loop_checked
SIG-002941 | AO | Speed reference 02942 | G-0191 | AREA-06 |  |  | standby | CBL-001471 | 2 | SYN-AO-CHARM | SYN-AO-TB | yes | yes | yes | loop_checked
SIG-002942 | AO | Pressure setpoint 02943 | G-0192 | AREA-07 | RED-000736 | B | duty | CBL-001472 | 1 | SYN-AO-CHARM | SYN-AO-TB | yes | yes | yes | loop_checked
SIG-002943 | AO | Control valve demand 02944 | G-0193 | AREA-08 |  |  | standby | CBL-001472 | 2 | SYN-AO-CHARM | SYN-AO-TB | yes | yes | yes | unwired
SIG-002944 | DI | Valve open limit 02945 | G-0194 | AREA-01 | RED-000737 | A | duty | CBL-001473 | 1 | SYN-DI-CHARM | SYN-DI-TB | no | no | no | unwired
SIG-002945 | DI | High level switch 02946 | G-0195 | AREA-02 |  |  | standby | CBL-001473 | 2 | SYN-DI-CHARM | SYN-DI-TB | no | no | no | unwired
SIG-002946 | DI | Motor running feedback 02947 | G-0196 | AREA-03 | RED-000737 | B | duty | CBL-001474 | 1 | SYN-DI-CHARM | SYN-DI-TB | no | no | no | unwired
SIG-002947 | DI | Valve open limit 02948 | G-0197 | AREA-04 |  |  | standby | CBL-001474 | 2 | SYN-DI-CHARM | SYN-DI-TB | no | no | no | unwired
SIG-002948 | DI | High level switch 02949 | G-0198 | AREA-05 | RED-000738 | A | duty | CBL-001475 | 1 | SYN-DI-CHARM | SYN-DI-TB | no | no | no | fat_tested
SIG-002949 | DI | Motor running feedback 02950 | G-0199 | AREA-06 |  |  | standby | CBL-001475 | 2 | SYN-DI-CHARM | SYN-DI-TB | no | no | no | wired
SIG-002950 | AO | Speed reference 02951 | G-0200 | AREA-07 | RED-000738 | B | duty | CBL-001476 | 1 | SYN-AO-CHARM | SYN-AO-TB | yes | yes | yes | unwired
SIG-002951 | AO | Pressure setpoint 02952 | G-0201 | AREA-08 |  |  | standby | CBL-001476 | 2 | SYN-AO-CHARM | SYN-AO-TB | yes | yes | yes | unwired
SIG-002952 | AI | Process temperature 02953 | G-0202 | AREA-01 | RED-000739 | A | duty | CBL-001477 | 1 | SYN-AI-CHARM | SYN-AI-TB | yes | no | no | unwired
SIG-002953 | AI | Suction pressure 02954 | G-0203 | AREA-02 |  |  | standby | CBL-001477 | 2 | SYN-AI-CHARM | SYN-AI-TB | yes | no | no | unwired
SIG-002954 | AI | Tank level 02955 | G-0204 | AREA-03 | RED-000739 | B | duty | CBL-001478 | 1 | SYN-AI-CHARM | SYN-AI-TB | yes | no | no | wired
SIG-002955 | AI | Flow rate 02956 | G-0205 | AREA-04 |  |  | standby | CBL-001478 | 2 | SYN-AI-CHARM | SYN-AI-TB | yes | no | no | unwired
SIG-002956 | DI | Valve open limit 02957 | G-0206 | AREA-05 | RED-000740 | A | duty | CBL-001479 | 1 | SYN-DI-CHARM | SYN-DI-TB | no | no | no | unwired
SIG-002957 | DI | High level switch 02958 | G-0207 | AREA-06 |  |  | standby | CBL-001479 | 2 | SYN-DI-CHARM | SYN-DI-TB | no | no | no | unwired
SIG-002958 | AO | Control valve demand 02959 | G-0208 | AREA-07 | RED-000740 | B | duty | CBL-001480 | 1 | SYN-AO-CHARM | SYN-AO-TB | yes | yes | yes | unwired
SIG-002959 | AO | Speed reference 02960 | G-0209 | AREA-08 |  |  | standby | CBL-001480 | 2 | SYN-AO-CHARM | SYN-AO-TB | yes | yes | yes | loop_checked
SIG-002960 | DO | Alarm reset output 02961 | G-0210 | AREA-01 | RED-000741 | A | duty | CBL-001481 | 1 | SYN-DO-CHARM | SYN-DO-TB | no | yes | no | unwired
SIG-002961 | DO | Motor start command 02962 | G-0211 | AREA-02 |  |  | standby | CBL-001481 | 2 | SYN-DO-CHARM | SYN-DO-TB | no | yes | no | wired
SIG-002962 | DO | Solenoid command 02963 | G-0212 | AREA-03 | RED-000741 | B | duty | CBL-001482 | 1 | SYN-DO-CHARM | SYN-DO-TB | no | yes | no | wired
SIG-002963 | DO | Alarm reset output 02964 | G-0213 | AREA-04 |  |  | standby | CBL-001482 | 2 | SYN-DO-CHARM | SYN-DO-TB | no | yes | no | unwired
SIG-002964 | DO | Motor start command 02965 | G-0214 | AREA-05 | RED-000742 | A | duty | CBL-001483 | 1 | SYN-DO-CHARM | SYN-DO-TB | no | yes | no | wired
SIG-002965 | DO | Solenoid command 02966 | G-0215 | AREA-06 |  |  | standby | CBL-001483 | 2 | SYN-DO-CHARM | SYN-DO-TB | no | yes | no | wired
SIG-002966 | DI | High level switch 02967 | G-0216 | AREA-07 | RED-000742 | B | duty | CBL-001484 | 1 | SYN-DI-CHARM | SYN-DI-TB | no | no | no | wired
SIG-002967 | DI | Motor running feedback 02968 | G-0217 | AREA-08 |  |  | standby | CBL-001484 | 2 | SYN-DI-CHARM | SYN-DI-TB | no | no | no | unwired
SIG-002968 | AI | Process temperature 02969 | G-0218 | AREA-01 | RED-000743 | A | duty | CBL-001485 | 1 | SYN-AI-CHARM | SYN-AI-TB | yes | no | no | unwired
SIG-002969 | AI | Suction pressure 02970 | G-0219 | AREA-02 |  |  | standby | CBL-001485 | 2 | SYN-AI-CHARM | SYN-AI-TB | yes | no | no | unwired
SIG-002970 | DI | Motor running feedback 02971 | G-0220 | AREA-03 | RED-000743 | B | duty | CBL-001486 | 1 | SYN-DI-CHARM | SYN-DI-TB | no | no | no | unwired
SIG-002971 | DI | Valve open limit 02972 | G-0221 | AREA-04 |  |  | standby | CBL-001486 | 2 | SYN-DI-CHARM | SYN-DI-TB | no | no | no | unwired
SIG-002972 | DO | Alarm reset output 02973 | G-0222 | AREA-05 | RED-000744 | A | duty | CBL-001487 | 1 | SYN-DO-CHARM | SYN-DO-TB | no | yes | no | wired
SIG-002973 | DO | Motor start command 02974 | G-0223 | AREA-06 |  |  | standby | CBL-001487 | 2 | SYN-DO-CHARM | SYN-DO-TB | no | yes | no | unwired
SIG-002974 | DI | Valve open limit 02975 | G-0224 | AREA-07 | RED-000744 | B | duty | CBL-001488 | 1 | SYN-DI-CHARM | SYN-DI-TB | no | no | no | wired
SIG-002975 | DI | High level switch 02976 | G-0225 | AREA-08 |  |  | standby | CBL-001488 | 2 | SYN-DI-CHARM | SYN-DI-TB | no | no | no | unwired
SIG-002976 | DI | Motor running feedback 02977 | G-0226 | AREA-01 | RED-000745 | A | duty | CBL-001489 | 1 | SYN-DI-CHARM | SYN-DI-TB | no | no | no | wired
SIG-002977 | DI | Valve open limit 02978 | G-0227 | AREA-02 |  |  | standby | CBL-001489 | 2 | SYN-DI-CHARM | SYN-DI-TB | no | no | no | loop_checked
SIG-002978 | DO | Alarm reset output 02979 | G-0228 | AREA-03 | RED-000745 | B | duty | CBL-001490 | 1 | SYN-DO-CHARM | SYN-DO-TB | no | yes | no | unwired
SIG-002979 | DO | Motor start command 02980 | G-0229 | AREA-04 |  |  | standby | CBL-001490 | 2 | SYN-DO-CHARM | SYN-DO-TB | no | yes | no | wired
SIG-002980 | DI | Valve open limit 02981 | G-0230 | AREA-05 | RED-000746 | A | duty | CBL-001491 | 1 | SYN-DI-CHARM | SYN-DI-TB | no | no | no | wired
SIG-002981 | DI | High level switch 02982 | G-0231 | AREA-06 |  |  | standby | CBL-001491 | 2 | SYN-DI-CHARM | SYN-DI-TB | no | no | no | wired
SIG-002982 | DI | Motor running feedback 02983 | G-0232 | AREA-07 | RED-000746 | B | duty | CBL-001492 | 1 | SYN-DI-CHARM | SYN-DI-TB | no | no | no | unwired
SIG-002983 | DI | Valve open limit 02984 | G-0233 | AREA-08 |  |  | standby | CBL-001492 | 2 | SYN-DI-CHARM | SYN-DI-TB | no | no | no | unwired
SIG-002984 | DI | High level switch 02985 | G-0234 | AREA-01 | RED-000747 | A | duty | CBL-001493 | 1 | SYN-DI-CHARM | SYN-DI-TB | no | no | no | wired
SIG-002985 | DI | Motor running feedback 02986 | G-0235 | AREA-02 |  |  | standby | CBL-001493 | 2 | SYN-DI-CHARM | SYN-DI-TB | no | no | no | loop_checked
SIG-002986 | AI | Tank level 02987 | G-0236 | AREA-03 | RED-000747 | B | duty | CBL-001494 | 1 | SYN-AI-CHARM | SYN-AI-TB | yes | no | no | unwired
SIG-002987 | AI | Flow rate 02988 | G-0237 | AREA-04 |  |  | standby | CBL-001494 | 2 | SYN-AI-CHARM | SYN-AI-TB | yes | no | no | loop_checked
SIG-002988 | DO | Motor start command 02989 | G-0238 | AREA-05 | RED-000748 | A | duty | CBL-001495 | 1 | SYN-DO-CHARM | SYN-DO-TB | no | yes | no | unwired
SIG-002989 | DO | Solenoid command 02990 | G-0239 | AREA-06 |  |  | standby | CBL-001495 | 2 | SYN-DO-CHARM | SYN-DO-TB | no | yes | no | fat_tested
SIG-002990 | DI | High level switch 02991 | G-0240 | AREA-07 | RED-000748 | B | duty | CBL-001496 | 1 | SYN-DI-CHARM | SYN-DI-TB | no | no | no | unwired
SIG-002991 | DI | Motor running feedback 02992 | G-0241 | AREA-08 |  |  | standby | CBL-001496 | 2 | SYN-DI-CHARM | SYN-DI-TB | no | no | no | unwired
SIG-002992 | AI | Process temperature 02993 | G-0242 | AREA-01 | RED-000749 | A | duty | CBL-001497 | 1 | SYN-AI-CHARM | SYN-AI-TB | yes | no | no | unwired
SIG-002993 | AI | Suction pressure 02994 | G-0243 | AREA-02 |  |  | standby | CBL-001497 | 2 | SYN-AI-CHARM | SYN-AI-TB | yes | no | no | unwired
SIG-002994 | DI | Motor running feedback 02995 | G-0244 | AREA-03 | RED-000749 | B | duty | CBL-001498 | 1 | SYN-DI-CHARM | SYN-DI-TB | no | no | no | unwired
SIG-002995 | DI | Valve open limit 02996 | G-0245 | AREA-04 |  |  | standby | CBL-001498 | 2 | SYN-DI-CHARM | SYN-DI-TB | no | no | no | wired
SIG-002996 | DI | High level switch 02997 | G-0246 | AREA-05 | RED-000750 | A | duty | CBL-001499 | 1 | SYN-DI-CHARM | SYN-DI-TB | no | no | no | unwired
SIG-002997 | DI | Motor running feedback 02998 | G-0247 | AREA-06 |  |  | standby | CBL-001499 | 2 | SYN-DI-CHARM | SYN-DI-TB | no | no | no | unwired
SIG-002998 | DI | Valve open limit 02999 | G-0248 | AREA-07 | RED-000750 | B | duty | CBL-001500 | 1 | SYN-DI-CHARM | SYN-DI-TB | no | no | no | unwired
SIG-002999 | DI | High level switch 03000 | G-0249 | AREA-08 |  |  | standby | CBL-001500 | 2 | SYN-DI-CHARM | SYN-DI-TB | no | no | no | wired
SIG-003000 | DO | Motor start command 03001 | G-0000 | AREA-01 | RED-000751 | A | duty | CBL-001501 | 1 | SYN-DO-CHARM | SYN-DO-TB | no | yes | no | unwired
SIG-003001 | DO | Solenoid command 03002 | G-0001 | AREA-02 |  |  | standby | CBL-001501 | 2 | SYN-DO-CHARM | SYN-DO-TB | no | yes | no | fat_tested
SIG-003002 | AI | Tank level 03003 | G-0002 | AREA-03 | RED-000751 | B | duty | CBL-001502 | 1 | SYN-AI-CHARM | SYN-AI-TB | yes | no | no | fat_tested
SIG-003003 | AI | Flow rate 03004 | G-0003 | AREA-04 |  |  | standby | CBL-001502 | 2 | SYN-AI-CHARM | SYN-AI-TB | yes | no | no | unwired
SIG-003004 | DI | Valve open limit 03005 | G-0004 | AREA-05 | RED-000752 | A | duty | CBL-001503 | 1 | SYN-DI-CHARM | SYN-DI-TB | no | no | no | fat_tested
SIG-003005 | DI | High level switch 03006 | G-0005 | AREA-06 |  |  | standby | CBL-001503 | 2 | SYN-DI-CHARM | SYN-DI-TB | no | no | no | loop_checked
SIG-003006 | DI | Motor running feedback 03007 | G-0006 | AREA-07 | RED-000752 | B | duty | CBL-001504 | 1 | SYN-DI-CHARM | SYN-DI-TB | no | no | no | wired
SIG-003007 | DI | Valve open limit 03008 | G-0007 | AREA-08 |  |  | standby | CBL-001504 | 2 | SYN-DI-CHARM | SYN-DI-TB | no | no | no | unwired
SIG-003008 | DO | Alarm reset output 03009 | G-0008 | AREA-01 | RED-000753 | A | duty | CBL-001505 | 1 | SYN-DO-CHARM | SYN-DO-TB | no | yes | no | wired
SIG-003009 | DO | Motor start command 03010 | G-0009 | AREA-02 |  |  | standby | CBL-001505 | 2 | SYN-DO-CHARM | SYN-DO-TB | no | yes | no | loop_checked
SIG-003010 | DO | Solenoid command 03011 | G-0010 | AREA-03 | RED-000753 | B | duty | CBL-001506 | 1 | SYN-DO-CHARM | SYN-DO-TB | no | yes | no | wired
SIG-003011 | DO | Alarm reset output 03012 | G-0011 | AREA-04 |  |  | standby | CBL-001506 | 2 | SYN-DO-CHARM | SYN-DO-TB | no | yes | no | unwired
SIG-003012 | AI | Process temperature 03013 | G-0012 | AREA-05 | RED-000754 | A | duty | CBL-001507 | 1 | SYN-AI-CHARM | SYN-AI-TB | yes | no | no | wired
SIG-003013 | AI | Suction pressure 03014 | G-0013 | AREA-06 |  |  | standby | CBL-001507 | 2 | SYN-AI-CHARM | SYN-AI-TB | yes | no | no | unwired
SIG-003014 | AI | Tank level 03015 | G-0014 | AREA-07 | RED-000754 | B | duty | CBL-001508 | 1 | SYN-AI-CHARM | SYN-AI-TB | yes | no | no | unwired
SIG-003015 | AI | Flow rate 03016 | G-0015 | AREA-08 |  |  | standby | CBL-001508 | 2 | SYN-AI-CHARM | SYN-AI-TB | yes | no | no | unwired
SIG-003016 | AO | Speed reference 03017 | G-0016 | AREA-01 | RED-000755 | A | duty | CBL-001509 | 1 | SYN-AO-CHARM | SYN-AO-TB | yes | yes | yes | wired
SIG-003017 | AO | Pressure setpoint 03018 | G-0017 | AREA-02 |  |  | standby | CBL-001509 | 2 | SYN-AO-CHARM | SYN-AO-TB | yes | yes | yes | unwired
SIG-003018 | DO | Motor start command 03019 | G-0018 | AREA-03 | RED-000755 | B | duty | CBL-001510 | 1 | SYN-DO-CHARM | SYN-DO-TB | no | yes | no | loop_checked
SIG-003019 | DO | Solenoid command 03020 | G-0019 | AREA-04 |  |  | standby | CBL-001510 | 2 | SYN-DO-CHARM | SYN-DO-TB | no | yes | no | wired
SIG-003020 | AI | Process temperature 03021 | G-0020 | AREA-05 | RED-000756 | A | duty | CBL-001511 | 1 | SYN-AI-CHARM | SYN-AI-TB | yes | no | no | loop_checked
SIG-003021 | AI | Suction pressure 03022 | G-0021 | AREA-06 |  |  | standby | CBL-001511 | 2 | SYN-AI-CHARM | SYN-AI-TB | yes | no | no | unwired
SIG-003022 | DO | Solenoid command 03023 | G-0022 | AREA-07 | RED-000756 | B | duty | CBL-001512 | 1 | SYN-DO-CHARM | SYN-DO-TB | no | yes | no | fat_tested
SIG-003023 | DO | Alarm reset output 03024 | G-0023 | AREA-08 |  |  | standby | CBL-001512 | 2 | SYN-DO-CHARM | SYN-DO-TB | no | yes | no | unwired
SIG-003024 | DI | Motor running feedback 03025 | G-0024 | AREA-01 | RED-000757 | A | duty | CBL-001513 | 1 | SYN-DI-CHARM | SYN-DI-TB | no | no | no | wired
SIG-003025 | DI | Valve open limit 03026 | G-0025 | AREA-02 |  |  | standby | CBL-001513 | 2 | SYN-DI-CHARM | SYN-DI-TB | no | no | no | loop_checked
SIG-003026 | AI | Tank level 03027 | G-0026 | AREA-03 | RED-000757 | B | duty | CBL-001514 | 1 | SYN-AI-CHARM | SYN-AI-TB | yes | no | no | unwired
SIG-003027 | AI | Flow rate 03028 | G-0027 | AREA-04 |  |  | standby | CBL-001514 | 2 | SYN-AI-CHARM | SYN-AI-TB | yes | no | no | unwired
SIG-003028 | AO | Speed reference 03029 | G-0028 | AREA-05 | RED-000758 | A | duty | CBL-001515 | 1 | SYN-AO-CHARM | SYN-AO-TB | yes | yes | yes | wired
SIG-003029 | AO | Pressure setpoint 03030 | G-0029 | AREA-06 |  |  | standby | CBL-001515 | 2 | SYN-AO-CHARM | SYN-AO-TB | yes | yes | yes | unwired
SIG-003030 | AI | Tank level 03031 | G-0030 | AREA-07 | RED-000758 | B | duty | CBL-001516 | 1 | SYN-AI-CHARM | SYN-AI-TB | yes | no | no | unwired
SIG-003031 | AI | Flow rate 03032 | G-0031 | AREA-08 |  |  | standby | CBL-001516 | 2 | SYN-AI-CHARM | SYN-AI-TB | yes | no | no | wired
SIG-003032 | DI | High level switch 03033 | G-0032 | AREA-01 | RED-000759 | A | duty | CBL-001517 | 1 | SYN-DI-CHARM | SYN-DI-TB | no | no | no | unwired
SIG-003033 | DI | Motor running feedback 03034 | G-0033 | AREA-02 |  |  | standby | CBL-001517 | 2 | SYN-DI-CHARM | SYN-DI-TB | no | no | no | loop_checked
SIG-003034 | DO | Solenoid command 03035 | G-0034 | AREA-03 | RED-000759 | B | duty | CBL-001518 | 1 | SYN-DO-CHARM | SYN-DO-TB | no | yes | no | wired
SIG-003035 | DO | Alarm reset output 03036 | G-0035 | AREA-04 |  |  | standby | CBL-001518 | 2 | SYN-DO-CHARM | SYN-DO-TB | no | yes | no | wired
SIG-003036 | AO | Control valve demand 03037 | G-0036 | AREA-05 | RED-000760 | A | duty | CBL-001519 | 1 | SYN-AO-CHARM | SYN-AO-TB | yes | yes | yes | unwired
SIG-003037 | AO | Speed reference 03038 | G-0037 | AREA-06 |  |  | standby | CBL-001519 | 2 | SYN-AO-CHARM | SYN-AO-TB | yes | yes | yes | wired
SIG-003038 | DI | High level switch 03039 | G-0038 | AREA-07 | RED-000760 | B | duty | CBL-001520 | 1 | SYN-DI-CHARM | SYN-DI-TB | no | no | no | unwired
SIG-003039 | DI | Motor running feedback 03040 | G-0039 | AREA-08 |  |  | standby | CBL-001520 | 2 | SYN-DI-CHARM | SYN-DI-TB | no | no | no | wired
SIG-003040 | AI | Process temperature 03041 | G-0040 | AREA-01 | RED-000761 | A | duty | CBL-001521 | 1 | SYN-AI-CHARM | SYN-AI-TB | yes | no | no | unwired
SIG-003041 | AI | Suction pressure 03042 | G-0041 | AREA-02 |  |  | standby | CBL-001521 | 2 | SYN-AI-CHARM | SYN-AI-TB | yes | no | no | unwired
SIG-003042 | DO | Motor start command 03043 | G-0042 | AREA-03 | RED-000761 | B | duty | CBL-001522 | 1 | SYN-DO-CHARM | SYN-DO-TB | no | yes | no | unwired
SIG-003043 | DO | Solenoid command 03044 | G-0043 | AREA-04 |  |  | standby | CBL-001522 | 2 | SYN-DO-CHARM | SYN-DO-TB | no | yes | no | wired
SIG-003044 | AI | Process temperature 03045 | G-0044 | AREA-05 | RED-000762 | A | duty | CBL-001523 | 1 | SYN-AI-CHARM | SYN-AI-TB | yes | no | no | unwired
SIG-003045 | AI | Suction pressure 03046 | G-0045 | AREA-06 |  |  | standby | CBL-001523 | 2 | SYN-AI-CHARM | SYN-AI-TB | yes | no | no | unwired
SIG-003046 | DI | Valve open limit 03047 | G-0046 | AREA-07 | RED-000762 | B | duty | CBL-001524 | 1 | SYN-DI-CHARM | SYN-DI-TB | no | no | no | unwired
SIG-003047 | DI | High level switch 03048 | G-0047 | AREA-08 |  |  | standby | CBL-001524 | 2 | SYN-DI-CHARM | SYN-DI-TB | no | no | no | wired
SIG-003048 | AI | Process temperature 03049 | G-0048 | AREA-01 | RED-000763 | A | duty | CBL-001525 | 1 | SYN-AI-CHARM | SYN-AI-TB | yes | no | no | unwired
SIG-003049 | AI | Suction pressure 03050 | G-0049 | AREA-02 |  |  | standby | CBL-001525 | 2 | SYN-AI-CHARM | SYN-AI-TB | yes | no | no | unwired
SIG-003050 | AI | Tank level 03051 | G-0050 | AREA-03 | RED-000763 | B | duty | CBL-001526 | 1 | SYN-AI-CHARM | SYN-AI-TB | yes | no | no | unwired
SIG-003051 | AI | Flow rate 03052 | G-0051 | AREA-04 |  |  | standby | CBL-001526 | 2 | SYN-AI-CHARM | SYN-AI-TB | yes | no | no | loop_checked
SIG-003052 | DI | Valve open limit 03053 | G-0052 | AREA-05 | RED-000764 | A | duty | CBL-001527 | 1 | SYN-DI-CHARM | SYN-DI-TB | no | no | no | unwired
SIG-003053 | DI | High level switch 03054 | G-0053 | AREA-06 |  |  | standby | CBL-001527 | 2 | SYN-DI-CHARM | SYN-DI-TB | no | no | no | unwired
SIG-003054 | AI | Tank level 03055 | G-0054 | AREA-07 | RED-000764 | B | duty | CBL-001528 | 1 | SYN-AI-CHARM | SYN-AI-TB | yes | no | no | wired
SIG-003055 | AI | Flow rate 03056 | G-0055 | AREA-08 |  |  | standby | CBL-001528 | 2 | SYN-AI-CHARM | SYN-AI-TB | yes | no | no | wired
SIG-003056 | AI | Process temperature 03057 | G-0056 | AREA-01 | RED-000765 | A | duty | CBL-001529 | 1 | SYN-AI-CHARM | SYN-AI-TB | yes | no | no | wired
SIG-003057 | AI | Suction pressure 03058 | G-0057 | AREA-02 |  |  | standby | CBL-001529 | 2 | SYN-AI-CHARM | SYN-AI-TB | yes | no | no | wired
SIG-003058 | AO | Speed reference 03059 | G-0058 | AREA-03 | RED-000765 | B | duty | CBL-001530 | 1 | SYN-AO-CHARM | SYN-AO-TB | yes | yes | yes | unwired
SIG-003059 | AO | Pressure setpoint 03060 | G-0059 | AREA-04 |  |  | standby | CBL-001530 | 2 | SYN-AO-CHARM | SYN-AO-TB | yes | yes | yes | unwired
SIG-003060 | AO | Control valve demand 03061 | G-0060 | AREA-05 | RED-000766 | A | duty | CBL-001531 | 1 | SYN-AO-CHARM | SYN-AO-TB | yes | yes | yes | unwired
SIG-003061 | AO | Speed reference 03062 | G-0061 | AREA-06 |  |  | standby | CBL-001531 | 2 | SYN-AO-CHARM | SYN-AO-TB | yes | yes | yes | unwired
SIG-003062 | DO | Alarm reset output 03063 | G-0062 | AREA-07 | RED-000766 | B | duty | CBL-001532 | 1 | SYN-DO-CHARM | SYN-DO-TB | no | yes | no | loop_checked
SIG-003063 | DO | Motor start command 03064 | G-0063 | AREA-08 |  |  | standby | CBL-001532 | 2 | SYN-DO-CHARM | SYN-DO-TB | no | yes | no | loop_checked
SIG-003064 | DI | Valve open limit 03065 | G-0064 | AREA-01 | RED-000767 | A | duty | CBL-001533 | 1 | SYN-DI-CHARM | SYN-DI-TB | no | no | no | unwired
SIG-003065 | DI | High level switch 03066 | G-0065 | AREA-02 |  |  | standby | CBL-001533 | 2 | SYN-DI-CHARM | SYN-DI-TB | no | no | no | wired
SIG-003066 | AI | Tank level 03067 | G-0066 | AREA-03 | RED-000767 | B | duty | CBL-001534 | 1 | SYN-AI-CHARM | SYN-AI-TB | yes | no | no | unwired
SIG-003067 | AI | Flow rate 03068 | G-0067 | AREA-04 |  |  | standby | CBL-001534 | 2 | SYN-AI-CHARM | SYN-AI-TB | yes | no | no | unwired
SIG-003068 | AO | Pressure setpoint 03069 | G-0068 | AREA-05 | RED-000768 | A | duty | CBL-001535 | 1 | SYN-AO-CHARM | SYN-AO-TB | yes | yes | yes | wired
SIG-003069 | AO | Control valve demand 03070 | G-0069 | AREA-06 |  |  | standby | CBL-001535 | 2 | SYN-AO-CHARM | SYN-AO-TB | yes | yes | yes | unwired
SIG-003070 | AI | Tank level 03071 | G-0070 | AREA-07 | RED-000768 | B | duty | CBL-001536 | 1 | SYN-AI-CHARM | SYN-AI-TB | yes | no | no | wired
SIG-003071 | AI | Flow rate 03072 | G-0071 | AREA-08 |  |  | standby | CBL-001536 | 2 | SYN-AI-CHARM | SYN-AI-TB | yes | no | no | unwired
SIG-003072 | AI | Process temperature 03073 | G-0072 | AREA-01 | RED-000769 | A | duty | CBL-001537 | 1 | SYN-AI-CHARM | SYN-AI-TB | yes | no | no | loop_checked
SIG-003073 | AI | Suction pressure 03074 | G-0073 | AREA-02 |  |  | standby | CBL-001537 | 2 | SYN-AI-CHARM | SYN-AI-TB | yes | no | no | loop_checked
SIG-003074 | AO | Pressure setpoint 03075 | G-0074 | AREA-03 | RED-000769 | B | duty | CBL-001538 | 1 | SYN-AO-CHARM | SYN-AO-TB | yes | yes | yes | unwired
SIG-003075 | AO | Control valve demand 03076 | G-0075 | AREA-04 |  |  | standby | CBL-001538 | 2 | SYN-AO-CHARM | SYN-AO-TB | yes | yes | yes | unwired
SIG-003076 | DI | Valve open limit 03077 | G-0076 | AREA-05 | RED-000770 | A | duty | CBL-001539 | 1 | SYN-DI-CHARM | SYN-DI-TB | no | no | no | wired
SIG-003077 | DI | High level switch 03078 | G-0077 | AREA-06 |  |  | standby | CBL-001539 | 2 | SYN-DI-CHARM | SYN-DI-TB | no | no | no | fat_tested
SIG-003078 | DI | Motor running feedback 03079 | G-0078 | AREA-07 | RED-000770 | B | duty | CBL-001540 | 1 | SYN-DI-CHARM | SYN-DI-TB | no | no | no | unwired
SIG-003079 | DI | Valve open limit 03080 | G-0079 | AREA-08 |  |  | standby | CBL-001540 | 2 | SYN-DI-CHARM | SYN-DI-TB | no | no | no | wired
SIG-003080 | DO | Alarm reset output 03081 | G-0080 | AREA-01 | RED-000771 | A | duty | CBL-001541 | 1 | SYN-DO-CHARM | SYN-DO-TB | no | yes | no | loop_checked
SIG-003081 | DO | Motor start command 03082 | G-0081 | AREA-02 |  |  | standby | CBL-001541 | 2 | SYN-DO-CHARM | SYN-DO-TB | no | yes | no | unwired
SIG-003082 | DO | Solenoid command 03083 | G-0082 | AREA-03 | RED-000771 | B | duty | CBL-001542 | 1 | SYN-DO-CHARM | SYN-DO-TB | no | yes | no | unwired
SIG-003083 | DO | Alarm reset output 03084 | G-0083 | AREA-04 |  |  | standby | CBL-001542 | 2 | SYN-DO-CHARM | SYN-DO-TB | no | yes | no | unwired
SIG-003084 | DO | Motor start command 03085 | G-0084 | AREA-05 | RED-000772 | A | duty | CBL-001543 | 1 | SYN-DO-CHARM | SYN-DO-TB | no | yes | no | wired
SIG-003085 | DO | Solenoid command 03086 | G-0085 | AREA-06 |  |  | standby | CBL-001543 | 2 | SYN-DO-CHARM | SYN-DO-TB | no | yes | no | fat_tested
SIG-003086 | DI | High level switch 03087 | G-0086 | AREA-07 | RED-000772 | B | duty | CBL-001544 | 1 | SYN-DI-CHARM | SYN-DI-TB | no | no | no | unwired
SIG-003087 | DI | Motor running feedback 03088 | G-0087 | AREA-08 |  |  | standby | CBL-001544 | 2 | SYN-DI-CHARM | SYN-DI-TB | no | no | no | unwired
SIG-003088 | DI | Valve open limit 03089 | G-0088 | AREA-01 | RED-000773 | A | duty | CBL-001545 | 1 | SYN-DI-CHARM | SYN-DI-TB | no | no | no | unwired
SIG-003089 | DI | High level switch 03090 | G-0089 | AREA-02 |  |  | standby | CBL-001545 | 2 | SYN-DI-CHARM | SYN-DI-TB | no | no | no | unwired
SIG-003090 | DI | Motor running feedback 03091 | G-0090 | AREA-03 | RED-000773 | B | duty | CBL-001546 | 1 | SYN-DI-CHARM | SYN-DI-TB | no | no | no | wired
SIG-003091 | DI | Valve open limit 03092 | G-0091 | AREA-04 |  |  | standby | CBL-001546 | 2 | SYN-DI-CHARM | SYN-DI-TB | no | no | no | unwired
SIG-003092 | AI | Process temperature 03093 | G-0092 | AREA-05 | RED-000774 | A | duty | CBL-001547 | 1 | SYN-AI-CHARM | SYN-AI-TB | yes | no | no | wired
SIG-003093 | AI | Suction pressure 03094 | G-0093 | AREA-06 |  |  | standby | CBL-001547 | 2 | SYN-AI-CHARM | SYN-AI-TB | yes | no | no | unwired
SIG-003094 | DI | Valve open limit 03095 | G-0094 | AREA-07 | RED-000774 | B | duty | CBL-001548 | 1 | SYN-DI-CHARM | SYN-DI-TB | no | no | no | wired
SIG-003095 | DI | High level switch 03096 | G-0095 | AREA-08 |  |  | standby | CBL-001548 | 2 | SYN-DI-CHARM | SYN-DI-TB | no | no | no | unwired
SIG-003096 | AI | Process temperature 03097 | G-0096 | AREA-01 | RED-000775 | A | duty | CBL-001549 | 1 | SYN-AI-CHARM | SYN-AI-TB | yes | no | no | unwired
SIG-003097 | AI | Suction pressure 03098 | G-0097 | AREA-02 |  |  | standby | CBL-001549 | 2 | SYN-AI-CHARM | SYN-AI-TB | yes | no | no | unwired
SIG-003098 | DI | High level switch 03099 | G-0098 | AREA-03 | RED-000775 | B | duty | CBL-001550 | 1 | SYN-DI-CHARM | SYN-DI-TB | no | no | no | fat_tested
SIG-003099 | DI | Motor running feedback 03100 | G-0099 | AREA-04 |  |  | standby | CBL-001550 | 2 | SYN-DI-CHARM | SYN-DI-TB | no | no | no | unwired
SIG-003100 | AO | Speed reference 03101 | G-0100 | AREA-05 | RED-000776 | A | duty | CBL-001551 | 1 | SYN-AO-CHARM | SYN-AO-TB | yes | yes | yes | unwired
SIG-003101 | AO | Pressure setpoint 03102 | G-0101 | AREA-06 |  |  | standby | CBL-001551 | 2 | SYN-AO-CHARM | SYN-AO-TB | yes | yes | yes | unwired
SIG-003102 | DI | Motor running feedback 03103 | G-0102 | AREA-07 | RED-000776 | B | duty | CBL-001552 | 1 | SYN-DI-CHARM | SYN-DI-TB | no | no | no | unwired
SIG-003103 | DI | Valve open limit 03104 | G-0103 | AREA-08 |  |  | standby | CBL-001552 | 2 | SYN-DI-CHARM | SYN-DI-TB | no | no | no | unwired
SIG-003104 | DO | Alarm reset output 03105 | G-0104 | AREA-01 | RED-000777 | A | duty | CBL-001553 | 1 | SYN-DO-CHARM | SYN-DO-TB | no | yes | no | wired
SIG-003105 | DO | Motor start command 03106 | G-0105 | AREA-02 |  |  | standby | CBL-001553 | 2 | SYN-DO-CHARM | SYN-DO-TB | no | yes | no | unwired
SIG-003106 | AI | Tank level 03107 | G-0106 | AREA-03 | RED-000777 | B | duty | CBL-001554 | 1 | SYN-AI-CHARM | SYN-AI-TB | yes | no | no | unwired
SIG-003107 | AI | Flow rate 03108 | G-0107 | AREA-04 |  |  | standby | CBL-001554 | 2 | SYN-AI-CHARM | SYN-AI-TB | yes | no | no | unwired
SIG-003108 | DO | Motor start command 03109 | G-0108 | AREA-05 | RED-000778 | A | duty | CBL-001555 | 1 | SYN-DO-CHARM | SYN-DO-TB | no | yes | no | wired
SIG-003109 | DO | Solenoid command 03110 | G-0109 | AREA-06 |  |  | standby | CBL-001555 | 2 | SYN-DO-CHARM | SYN-DO-TB | no | yes | no | unwired
SIG-003110 | DI | High level switch 03111 | G-0110 | AREA-07 | RED-000778 | B | duty | CBL-001556 | 1 | SYN-DI-CHARM | SYN-DI-TB | no | no | no | unwired
SIG-003111 | DI | Motor running feedback 03112 | G-0111 | AREA-08 |  |  | standby | CBL-001556 | 2 | SYN-DI-CHARM | SYN-DI-TB | no | no | no | unwired
SIG-003112 | DI | Valve open limit 03113 | G-0112 | AREA-01 | RED-000779 | A | duty | CBL-001557 | 1 | SYN-DI-CHARM | SYN-DI-TB | no | no | no | unwired
SIG-003113 | DI | High level switch 03114 | G-0113 | AREA-02 |  |  | standby | CBL-001557 | 2 | SYN-DI-CHARM | SYN-DI-TB | no | no | no | wired
SIG-003114 | DI | Motor running feedback 03115 | G-0114 | AREA-03 | RED-000779 | B | duty | CBL-001558 | 1 | SYN-DI-CHARM | SYN-DI-TB | no | no | no | wired
SIG-003115 | DI | Valve open limit 03116 | G-0115 | AREA-04 |  |  | standby | CBL-001558 | 2 | SYN-DI-CHARM | SYN-DI-TB | no | no | no | wired
SIG-003116 | DI | High level switch 03117 | G-0116 | AREA-05 | RED-000780 | A | duty | CBL-001559 | 1 | SYN-DI-CHARM | SYN-DI-TB | no | no | no | loop_checked
SIG-003117 | DI | Motor running feedback 03118 | G-0117 | AREA-06 |  |  | standby | CBL-001559 | 2 | SYN-DI-CHARM | SYN-DI-TB | no | no | no | loop_checked
SIG-003118 | DI | Valve open limit 03119 | G-0118 | AREA-07 | RED-000780 | B | duty | CBL-001560 | 1 | SYN-DI-CHARM | SYN-DI-TB | no | no | no | wired
SIG-003119 | DI | High level switch 03120 | G-0119 | AREA-08 |  |  | standby | CBL-001560 | 2 | SYN-DI-CHARM | SYN-DI-TB | no | no | no | unwired
SIG-003120 | AI | Process temperature 03121 | G-0120 | AREA-01 | RED-000781 | A | duty | CBL-001561 | 1 | SYN-AI-CHARM | SYN-AI-TB | yes | no | no | unwired
SIG-003121 | AI | Suction pressure 03122 | G-0121 | AREA-02 |  |  | standby | CBL-001561 | 2 | SYN-AI-CHARM | SYN-AI-TB | yes | no | no | loop_checked
SIG-003122 | AI | Tank level 03123 | G-0122 | AREA-03 | RED-000781 | B | duty | CBL-001562 | 1 | SYN-AI-CHARM | SYN-AI-TB | yes | no | no | wired
SIG-003123 | AI | Flow rate 03124 | G-0123 | AREA-04 |  |  | standby | CBL-001562 | 2 | SYN-AI-CHARM | SYN-AI-TB | yes | no | no | wired
SIG-003124 | DI | Valve open limit 03125 | G-0124 | AREA-05 | RED-000782 | A | duty | CBL-001563 | 1 | SYN-DI-CHARM | SYN-DI-TB | no | no | no | wired
SIG-003125 | DI | High level switch 03126 | G-0125 | AREA-06 |  |  | standby | CBL-001563 | 2 | SYN-DI-CHARM | SYN-DI-TB | no | no | no | wired
SIG-003126 | DI | Motor running feedback 03127 | G-0126 | AREA-07 | RED-000782 | B | duty | CBL-001564 | 1 | SYN-DI-CHARM | SYN-DI-TB | no | no | no | fat_tested
SIG-003127 | DI | Valve open limit 03128 | G-0127 | AREA-08 |  |  | standby | CBL-001564 | 2 | SYN-DI-CHARM | SYN-DI-TB | no | no | no | unwired
SIG-003128 | DI | High level switch 03129 | G-0128 | AREA-01 | RED-000783 | A | duty | CBL-001565 | 1 | SYN-DI-CHARM | SYN-DI-TB | no | no | no | unwired
SIG-003129 | DI | Motor running feedback 03130 | G-0129 | AREA-02 |  |  | standby | CBL-001565 | 2 | SYN-DI-CHARM | SYN-DI-TB | no | no | no | wired
SIG-003130 | DI | Valve open limit 03131 | G-0130 | AREA-03 | RED-000783 | B | duty | CBL-001566 | 1 | SYN-DI-CHARM | SYN-DI-TB | no | no | no | unwired
SIG-003131 | DI | High level switch 03132 | G-0131 | AREA-04 |  |  | standby | CBL-001566 | 2 | SYN-DI-CHARM | SYN-DI-TB | no | no | no | loop_checked
SIG-003132 | DO | Motor start command 03133 | G-0132 | AREA-05 | RED-000784 | A | duty | CBL-001567 | 1 | SYN-DO-CHARM | SYN-DO-TB | no | yes | no | unwired
SIG-003133 | DO | Solenoid command 03134 | G-0133 | AREA-06 |  |  | standby | CBL-001567 | 2 | SYN-DO-CHARM | SYN-DO-TB | no | yes | no | unwired
SIG-003134 | DO | Alarm reset output 03135 | G-0134 | AREA-07 | RED-000784 | B | duty | CBL-001568 | 1 | SYN-DO-CHARM | SYN-DO-TB | no | yes | no | wired
SIG-003135 | DO | Motor start command 03136 | G-0135 | AREA-08 |  |  | standby | CBL-001568 | 2 | SYN-DO-CHARM | SYN-DO-TB | no | yes | no | unwired
SIG-003136 | AI | Process temperature 03137 | G-0136 | AREA-01 | RED-000785 | A | duty | CBL-001569 | 1 | SYN-AI-CHARM | SYN-AI-TB | yes | no | no | wired
SIG-003137 | AI | Suction pressure 03138 | G-0137 | AREA-02 |  |  | standby | CBL-001569 | 2 | SYN-AI-CHARM | SYN-AI-TB | yes | no | no | unwired
SIG-003138 | DI | Motor running feedback 03139 | G-0138 | AREA-03 | RED-000785 | B | duty | CBL-001570 | 1 | SYN-DI-CHARM | SYN-DI-TB | no | no | no | loop_checked
SIG-003139 | DI | Valve open limit 03140 | G-0139 | AREA-04 |  |  | standby | CBL-001570 | 2 | SYN-DI-CHARM | SYN-DI-TB | no | no | no | unwired
SIG-003140 | DO | Alarm reset output 03141 | G-0140 | AREA-05 | RED-000786 | A | duty | CBL-001571 | 1 | SYN-DO-CHARM | SYN-DO-TB | no | yes | no | unwired
SIG-003141 | DO | Motor start command 03142 | G-0141 | AREA-06 |  |  | standby | CBL-001571 | 2 | SYN-DO-CHARM | SYN-DO-TB | no | yes | no | unwired
SIG-003142 | DI | Valve open limit 03143 | G-0142 | AREA-07 | RED-000786 | B | duty | CBL-001572 | 1 | SYN-DI-CHARM | SYN-DI-TB | no | no | no | fat_tested
SIG-003143 | DI | High level switch 03144 | G-0143 | AREA-08 |  |  | standby | CBL-001572 | 2 | SYN-DI-CHARM | SYN-DI-TB | no | no | no | wired
SIG-003144 | DI | Motor running feedback 03145 | G-0144 | AREA-01 | RED-000787 | A | duty | CBL-001573 | 1 | SYN-DI-CHARM | SYN-DI-TB | no | no | no | unwired
SIG-003145 | DI | Valve open limit 03146 | G-0145 | AREA-02 |  |  | standby | CBL-001573 | 2 | SYN-DI-CHARM | SYN-DI-TB | no | no | no | wired
SIG-003146 | AI | Tank level 03147 | G-0146 | AREA-03 | RED-000787 | B | duty | CBL-001574 | 1 | SYN-AI-CHARM | SYN-AI-TB | yes | no | no | unwired
SIG-003147 | AI | Flow rate 03148 | G-0147 | AREA-04 |  |  | standby | CBL-001574 | 2 | SYN-AI-CHARM | SYN-AI-TB | yes | no | no | unwired
SIG-003148 | AO | Speed reference 03149 | G-0148 | AREA-05 | RED-000788 | A | duty | CBL-001575 | 1 | SYN-AO-CHARM | SYN-AO-TB | yes | yes | yes | unwired
SIG-003149 | AO | Pressure setpoint 03150 | G-0149 | AREA-06 |  |  | standby | CBL-001575 | 2 | SYN-AO-CHARM | SYN-AO-TB | yes | yes | yes | wired
SIG-003150 | DO | Motor start command 03151 | G-0150 | AREA-07 | RED-000788 | B | duty | CBL-001576 | 1 | SYN-DO-CHARM | SYN-DO-TB | no | yes | no | loop_checked
SIG-003151 | DO | Solenoid command 03152 | G-0151 | AREA-08 |  |  | standby | CBL-001576 | 2 | SYN-DO-CHARM | SYN-DO-TB | no | yes | no | unwired
SIG-003152 | AI | Process temperature 03153 | G-0152 | AREA-01 | RED-000789 | A | duty | CBL-001577 | 1 | SYN-AI-CHARM | SYN-AI-TB | yes | no | no | wired
SIG-003153 | AI | Suction pressure 03154 | G-0153 | AREA-02 |  |  | standby | CBL-001577 | 2 | SYN-AI-CHARM | SYN-AI-TB | yes | no | no | wired
SIG-003154 | DO | Solenoid command 03155 | G-0154 | AREA-03 | RED-000789 | B | duty | CBL-001578 | 1 | SYN-DO-CHARM | SYN-DO-TB | no | yes | no | unwired
SIG-003155 | DO | Alarm reset output 03156 | G-0155 | AREA-04 |  |  | standby | CBL-001578 | 2 | SYN-DO-CHARM | SYN-DO-TB | no | yes | no | unwired
SIG-003156 | DO | Motor start command 03157 | G-0156 | AREA-05 | RED-000790 | A | duty | CBL-001579 | 1 | SYN-DO-CHARM | SYN-DO-TB | no | yes | no | wired
SIG-003157 | DO | Solenoid command 03158 | G-0157 | AREA-06 |  |  | standby | CBL-001579 | 2 | SYN-DO-CHARM | SYN-DO-TB | no | yes | no | unwired
SIG-003158 | AI | Tank level 03159 | G-0158 | AREA-07 | RED-000790 | B | duty | CBL-001580 | 1 | SYN-AI-CHARM | SYN-AI-TB | yes | no | no | wired
SIG-003159 | AI | Flow rate 03160 | G-0159 | AREA-08 |  |  | standby | CBL-001580 | 2 | SYN-AI-CHARM | SYN-AI-TB | yes | no | no | wired
SIG-003160 | DO | Solenoid command 03161 | G-0160 | AREA-01 | RED-000791 | A | duty | CBL-001581 | 1 | SYN-DO-CHARM | SYN-DO-TB | no | yes | no | unwired
SIG-003161 | DO | Alarm reset output 03162 | G-0161 | AREA-02 |  |  | standby | CBL-001581 | 2 | SYN-DO-CHARM | SYN-DO-TB | no | yes | no | unwired
SIG-003162 | AI | Tank level 03163 | G-0162 | AREA-03 | RED-000791 | B | duty | CBL-001582 | 1 | SYN-AI-CHARM | SYN-AI-TB | yes | no | no | unwired
SIG-003163 | AI | Flow rate 03164 | G-0163 | AREA-04 |  |  | standby | CBL-001582 | 2 | SYN-AI-CHARM | SYN-AI-TB | yes | no | no | wired
SIG-003164 | DO | Alarm reset output 03165 | G-0164 | AREA-05 | RED-000792 | A | duty | CBL-001583 | 1 | SYN-DO-CHARM | SYN-DO-TB | no | yes | no | loop_checked
SIG-003165 | DO | Motor start command 03166 | G-0165 | AREA-06 |  |  | standby | CBL-001583 | 2 | SYN-DO-CHARM | SYN-DO-TB | no | yes | no | unwired
SIG-003166 | DI | Valve open limit 03167 | G-0166 | AREA-07 | RED-000792 | B | duty | CBL-001584 | 1 | SYN-DI-CHARM | SYN-DI-TB | no | no | no | unwired
SIG-003167 | DI | High level switch 03168 | G-0167 | AREA-08 |  |  | standby | CBL-001584 | 2 | SYN-DI-CHARM | SYN-DI-TB | no | no | no | wired
SIG-003168 | AO | Control valve demand 03169 | G-0168 | AREA-01 | RED-000793 | A | duty | CBL-001585 | 1 | SYN-AO-CHARM | SYN-AO-TB | yes | yes | yes | loop_checked
SIG-003169 | AO | Speed reference 03170 | G-0169 | AREA-02 |  |  | standby | CBL-001585 | 2 | SYN-AO-CHARM | SYN-AO-TB | yes | yes | yes | unwired
SIG-003170 | DI | High level switch 03171 | G-0170 | AREA-03 | RED-000793 | B | duty | CBL-001586 | 1 | SYN-DI-CHARM | SYN-DI-TB | no | no | no | unwired
SIG-003171 | DI | Motor running feedback 03172 | G-0171 | AREA-04 |  |  | standby | CBL-001586 | 2 | SYN-DI-CHARM | SYN-DI-TB | no | no | no | wired
SIG-003172 | AO | Speed reference 03173 | G-0172 | AREA-05 | RED-000794 | A | duty | CBL-001587 | 1 | SYN-AO-CHARM | SYN-AO-TB | yes | yes | yes | unwired
SIG-003173 | AO | Pressure setpoint 03174 | G-0173 | AREA-06 |  |  | standby | CBL-001587 | 2 | SYN-AO-CHARM | SYN-AO-TB | yes | yes | yes | unwired
SIG-003174 | DI | Motor running feedback 03175 | G-0174 | AREA-07 | RED-000794 | B | duty | CBL-001588 | 1 | SYN-DI-CHARM | SYN-DI-TB | no | no | no | wired
SIG-003175 | DI | Valve open limit 03176 | G-0175 | AREA-08 |  |  | standby | CBL-001588 | 2 | SYN-DI-CHARM | SYN-DI-TB | no | no | no | fat_tested
SIG-003176 | AI | Process temperature 03177 | G-0176 | AREA-01 | RED-000795 | A | duty | CBL-001589 | 1 | SYN-AI-CHARM | SYN-AI-TB | yes | no | no | unwired
SIG-003177 | AI | Suction pressure 03178 | G-0177 | AREA-02 |  |  | standby | CBL-001589 | 2 | SYN-AI-CHARM | SYN-AI-TB | yes | no | no | loop_checked
SIG-003178 | AI | Tank level 03179 | G-0178 | AREA-03 | RED-000795 | B | duty | CBL-001590 | 1 | SYN-AI-CHARM | SYN-AI-TB | yes | no | no | unwired
SIG-003179 | AI | Flow rate 03180 | G-0179 | AREA-04 |  |  | standby | CBL-001590 | 2 | SYN-AI-CHARM | SYN-AI-TB | yes | no | no | unwired
SIG-003180 | DO | Motor start command 03181 | G-0180 | AREA-05 | RED-000796 | A | duty | CBL-001591 | 1 | SYN-DO-CHARM | SYN-DO-TB | no | yes | no | unwired
SIG-003181 | DO | Solenoid command 03182 | G-0181 | AREA-06 |  |  | standby | CBL-001591 | 2 | SYN-DO-CHARM | SYN-DO-TB | no | yes | no | loop_checked
SIG-003182 | AO | Pressure setpoint 03183 | G-0182 | AREA-07 | RED-000796 | B | duty | CBL-001592 | 1 | SYN-AO-CHARM | SYN-AO-TB | yes | yes | yes | loop_checked
SIG-003183 | AO | Control valve demand 03184 | G-0183 | AREA-08 |  |  | standby | CBL-001592 | 2 | SYN-AO-CHARM | SYN-AO-TB | yes | yes | yes | unwired
SIG-003184 | AI | Process temperature 03185 | G-0184 | AREA-01 | RED-000797 | A | duty | CBL-001593 | 1 | SYN-AI-CHARM | SYN-AI-TB | yes | no | no | wired
SIG-003185 | AI | Suction pressure 03186 | G-0185 | AREA-02 |  |  | standby | CBL-001593 | 2 | SYN-AI-CHARM | SYN-AI-TB | yes | no | no | unwired
SIG-003186 | DO | Motor start command 03187 | G-0186 | AREA-03 | RED-000797 | B | duty | CBL-001594 | 1 | SYN-DO-CHARM | SYN-DO-TB | no | yes | no | unwired
SIG-003187 | DO | Solenoid command 03188 | G-0187 | AREA-04 |  |  | standby | CBL-001594 | 2 | SYN-DO-CHARM | SYN-DO-TB | no | yes | no | unwired
SIG-003188 | DO | Alarm reset output 03189 | G-0188 | AREA-05 | RED-000798 | A | duty | CBL-001595 | 1 | SYN-DO-CHARM | SYN-DO-TB | no | yes | no | unwired
SIG-003189 | DO | Motor start command 03190 | G-0189 | AREA-06 |  |  | standby | CBL-001595 | 2 | SYN-DO-CHARM | SYN-DO-TB | no | yes | no | unwired
SIG-003190 | DO | Solenoid command 03191 | G-0190 | AREA-07 | RED-000798 | B | duty | CBL-001596 | 1 | SYN-DO-CHARM | SYN-DO-TB | no | yes | no | unwired
SIG-003191 | DO | Alarm reset output 03192 | G-0191 | AREA-08 |  |  | standby | CBL-001596 | 2 | SYN-DO-CHARM | SYN-DO-TB | no | yes | no | unwired
SIG-003192 | DO | Motor start command 03193 | G-0192 | AREA-01 | RED-000799 | A | duty | CBL-001597 | 1 | SYN-DO-CHARM | SYN-DO-TB | no | yes | no | fat_tested
SIG-003193 | DO | Solenoid command 03194 | G-0193 | AREA-02 |  |  | standby | CBL-001597 | 2 | SYN-DO-CHARM | SYN-DO-TB | no | yes | no | loop_checked
SIG-003194 | DI | High level switch 03195 | G-0194 | AREA-03 | RED-000799 | B | duty | CBL-001598 | 1 | SYN-DI-CHARM | SYN-DI-TB | no | no | no | wired
SIG-003195 | DI | Motor running feedback 03196 | G-0195 | AREA-04 |  |  | standby | CBL-001598 | 2 | SYN-DI-CHARM | SYN-DI-TB | no | no | no | unwired
SIG-003196 | AO | Speed reference 03197 | G-0196 | AREA-05 | RED-000800 | A | duty | CBL-001599 | 1 | SYN-AO-CHARM | SYN-AO-TB | yes | yes | yes | unwired
SIG-003197 | AO | Pressure setpoint 03198 | G-0197 | AREA-06 |  |  | standby | CBL-001599 | 2 | SYN-AO-CHARM | SYN-AO-TB | yes | yes | yes | unwired
SIG-003198 | DO | Motor start command 03199 | G-0198 | AREA-07 | RED-000800 | B | duty | CBL-001600 | 1 | SYN-DO-CHARM | SYN-DO-TB | no | yes | no | unwired
SIG-003199 | DO | Solenoid command 03200 | G-0199 | AREA-08 |  |  | standby | CBL-001600 | 2 | SYN-DO-CHARM | SYN-DO-TB | no | yes | no | unwired
SIG-003200 | AI | Process temperature 03201 | G-0200 | AREA-01 | RED-000801 | A | duty | CBL-001601 | 1 | SYN-AI-CHARM | SYN-AI-TB | yes | no | no | wired
SIG-003201 | AI | Suction pressure 03202 | G-0201 | AREA-02 |  |  | standby | CBL-001601 | 2 | SYN-AI-CHARM | SYN-AI-TB | yes | no | no | fat_tested
SIG-003202 | DI | Valve open limit 03203 | G-0202 | AREA-03 | RED-000801 | B | duty | CBL-001602 | 1 | SYN-DI-CHARM | SYN-DI-TB | no | no | no | unwired
SIG-003203 | DI | High level switch 03204 | G-0203 | AREA-04 |  |  | standby | CBL-001602 | 2 | SYN-DI-CHARM | SYN-DI-TB | no | no | no | unwired
SIG-003204 | DI | Motor running feedback 03205 | G-0204 | AREA-05 | RED-000802 | A | duty | CBL-001603 | 1 | SYN-DI-CHARM | SYN-DI-TB | no | no | no | loop_checked
SIG-003205 | DI | Valve open limit 03206 | G-0205 | AREA-06 |  |  | standby | CBL-001603 | 2 | SYN-DI-CHARM | SYN-DI-TB | no | no | no | unwired
SIG-003206 | DI | High level switch 03207 | G-0206 | AREA-07 | RED-000802 | B | duty | CBL-001604 | 1 | SYN-DI-CHARM | SYN-DI-TB | no | no | no | unwired
SIG-003207 | DI | Motor running feedback 03208 | G-0207 | AREA-08 |  |  | standby | CBL-001604 | 2 | SYN-DI-CHARM | SYN-DI-TB | no | no | no | unwired
SIG-003208 | DO | Solenoid command 03209 | G-0208 | AREA-01 | RED-000803 | A | duty | CBL-001605 | 1 | SYN-DO-CHARM | SYN-DO-TB | no | yes | no | unwired
SIG-003209 | DO | Alarm reset output 03210 | G-0209 | AREA-02 |  |  | standby | CBL-001605 | 2 | SYN-DO-CHARM | SYN-DO-TB | no | yes | no | unwired
SIG-003210 | DO | Motor start command 03211 | G-0210 | AREA-03 | RED-000803 | B | duty | CBL-001606 | 1 | SYN-DO-CHARM | SYN-DO-TB | no | yes | no | fat_tested
SIG-003211 | DO | Solenoid command 03212 | G-0211 | AREA-04 |  |  | standby | CBL-001606 | 2 | SYN-DO-CHARM | SYN-DO-TB | no | yes | no | unwired
SIG-003212 | DO | Alarm reset output 03213 | G-0212 | AREA-05 | RED-000804 | A | duty | CBL-001607 | 1 | SYN-DO-CHARM | SYN-DO-TB | no | yes | no | wired
SIG-003213 | DO | Motor start command 03214 | G-0213 | AREA-06 |  |  | standby | CBL-001607 | 2 | SYN-DO-CHARM | SYN-DO-TB | no | yes | no | fat_tested
SIG-003214 | DI | Valve open limit 03215 | G-0214 | AREA-07 | RED-000804 | B | duty | CBL-001608 | 1 | SYN-DI-CHARM | SYN-DI-TB | no | no | no | wired
SIG-003215 | DI | High level switch 03216 | G-0215 | AREA-08 |  |  | standby | CBL-001608 | 2 | SYN-DI-CHARM | SYN-DI-TB | no | no | no | unwired
SIG-003216 | AO | Control valve demand 03217 | G-0216 | AREA-01 | RED-000805 | A | duty | CBL-001609 | 1 | SYN-AO-CHARM | SYN-AO-TB | yes | yes | yes | wired
SIG-003217 | AO | Speed reference 03218 | G-0217 | AREA-02 |  |  | standby | CBL-001609 | 2 | SYN-AO-CHARM | SYN-AO-TB | yes | yes | yes | unwired
SIG-003218 | DI | High level switch 03219 | G-0218 | AREA-03 | RED-000805 | B | duty | CBL-001610 | 1 | SYN-DI-CHARM | SYN-DI-TB | no | no | no | unwired
SIG-003219 | DI | Motor running feedback 03220 | G-0219 | AREA-04 |  |  | standby | CBL-001610 | 2 | SYN-DI-CHARM | SYN-DI-TB | no | no | no | unwired
SIG-003220 | DI | Valve open limit 03221 | G-0220 | AREA-05 | RED-000806 | A | duty | CBL-001611 | 1 | SYN-DI-CHARM | SYN-DI-TB | no | no | no | wired
SIG-003221 | DI | High level switch 03222 | G-0221 | AREA-06 |  |  | standby | CBL-001611 | 2 | SYN-DI-CHARM | SYN-DI-TB | no | no | no | unwired
SIG-003222 | DO | Motor start command 03223 | G-0222 | AREA-07 | RED-000806 | B | duty | CBL-001612 | 1 | SYN-DO-CHARM | SYN-DO-TB | no | yes | no | unwired
SIG-003223 | DO | Solenoid command 03224 | G-0223 | AREA-08 |  |  | standby | CBL-001612 | 2 | SYN-DO-CHARM | SYN-DO-TB | no | yes | no | loop_checked
SIG-003224 | AI | Process temperature 03225 | G-0224 | AREA-01 | RED-000807 | A | duty | CBL-001613 | 1 | SYN-AI-CHARM | SYN-AI-TB | yes | no | no | loop_checked
SIG-003225 | AI | Suction pressure 03226 | G-0225 | AREA-02 |  |  | standby | CBL-001613 | 2 | SYN-AI-CHARM | SYN-AI-TB | yes | no | no | loop_checked
SIG-003226 | DO | Solenoid command 03227 | G-0226 | AREA-03 | RED-000807 | B | duty | CBL-001614 | 1 | SYN-DO-CHARM | SYN-DO-TB | no | yes | no | loop_checked
SIG-003227 | DO | Alarm reset output 03228 | G-0227 | AREA-04 |  |  | standby | CBL-001614 | 2 | SYN-DO-CHARM | SYN-DO-TB | no | yes | no | unwired
SIG-003228 | DI | Motor running feedback 03229 | G-0228 | AREA-05 | RED-000808 | A | duty | CBL-001615 | 1 | SYN-DI-CHARM | SYN-DI-TB | no | no | no | unwired
SIG-003229 | DI | Valve open limit 03230 | G-0229 | AREA-06 |  |  | standby | CBL-001615 | 2 | SYN-DI-CHARM | SYN-DI-TB | no | no | no | unwired
SIG-003230 | AI | Tank level 03231 | G-0230 | AREA-07 | RED-000808 | B | duty | CBL-001616 | 1 | SYN-AI-CHARM | SYN-AI-TB | yes | no | no | unwired
SIG-003231 | AI | Flow rate 03232 | G-0231 | AREA-08 |  |  | standby | CBL-001616 | 2 | SYN-AI-CHARM | SYN-AI-TB | yes | no | no | wired
SIG-003232 | DI | Valve open limit 03233 | G-0232 | AREA-01 | RED-000809 | A | duty | CBL-001617 | 1 | SYN-DI-CHARM | SYN-DI-TB | no | no | no | unwired
SIG-003233 | DI | High level switch 03234 | G-0233 | AREA-02 |  |  | standby | CBL-001617 | 2 | SYN-DI-CHARM | SYN-DI-TB | no | no | no | unwired
SIG-003234 | AI | Tank level 03235 | G-0234 | AREA-03 | RED-000809 | B | duty | CBL-001618 | 1 | SYN-AI-CHARM | SYN-AI-TB | yes | no | no | loop_checked
SIG-003235 | AI | Flow rate 03236 | G-0235 | AREA-04 |  |  | standby | CBL-001618 | 2 | SYN-AI-CHARM | SYN-AI-TB | yes | no | no | unwired
SIG-003236 | DI | High level switch 03237 | G-0236 | AREA-05 | RED-000810 | A | duty | CBL-001619 | 1 | SYN-DI-CHARM | SYN-DI-TB | no | no | no | loop_checked
SIG-003237 | DI | Motor running feedback 03238 | G-0237 | AREA-06 |  |  | standby | CBL-001619 | 2 | SYN-DI-CHARM | SYN-DI-TB | no | no | no | wired
SIG-003238 | DI | Valve open limit 03239 | G-0238 | AREA-07 | RED-000810 | B | duty | CBL-001620 | 1 | SYN-DI-CHARM | SYN-DI-TB | no | no | no | unwired
SIG-003239 | DI | High level switch 03240 | G-0239 | AREA-08 |  |  | standby | CBL-001620 | 2 | SYN-DI-CHARM | SYN-DI-TB | no | no | no | unwired
SIG-003240 | AI | Process temperature 03241 | G-0240 | AREA-01 | RED-000811 | A | duty | CBL-001621 | 1 | SYN-AI-CHARM | SYN-AI-TB | yes | no | no | loop_checked
SIG-003241 | AI | Suction pressure 03242 | G-0241 | AREA-02 |  |  | standby | CBL-001621 | 2 | SYN-AI-CHARM | SYN-AI-TB | yes | no | no | wired
SIG-003242 | DI | High level switch 03243 | G-0242 | AREA-03 | RED-000811 | B | duty | CBL-001622 | 1 | SYN-DI-CHARM | SYN-DI-TB | no | no | no | loop_checked
SIG-003243 | DI | Motor running feedback 03244 | G-0243 | AREA-04 |  |  | standby | CBL-001622 | 2 | SYN-DI-CHARM | SYN-DI-TB | no | no | no | loop_checked
SIG-003244 | DO | Solenoid command 03245 | G-0244 | AREA-05 | RED-000812 | A | duty | CBL-001623 | 1 | SYN-DO-CHARM | SYN-DO-TB | no | yes | no | loop_checked
SIG-003245 | DO | Alarm reset output 03246 | G-0245 | AREA-06 |  |  | standby | CBL-001623 | 2 | SYN-DO-CHARM | SYN-DO-TB | no | yes | no | unwired
SIG-003246 | DI | Motor running feedback 03247 | G-0246 | AREA-07 | RED-000812 | B | duty | CBL-001624 | 1 | SYN-DI-CHARM | SYN-DI-TB | no | no | no | unwired
SIG-003247 | DI | Valve open limit 03248 | G-0247 | AREA-08 |  |  | standby | CBL-001624 | 2 | SYN-DI-CHARM | SYN-DI-TB | no | no | no | wired
SIG-003248 | DO | Alarm reset output 03249 | G-0248 | AREA-01 | RED-000813 | A | duty | CBL-001625 | 1 | SYN-DO-CHARM | SYN-DO-TB | no | yes | no | loop_checked
SIG-003249 | DO | Motor start command 03250 | G-0249 | AREA-02 |  |  | standby | CBL-001625 | 2 | SYN-DO-CHARM | SYN-DO-TB | no | yes | no | unwired
SIG-003250 | AI | Tank level 03251 | G-0000 | AREA-03 | RED-000813 | B | duty | CBL-001626 | 1 | SYN-AI-CHARM | SYN-AI-TB | yes | no | no | unwired
SIG-003251 | AI | Flow rate 03252 | G-0001 | AREA-04 |  |  | standby | CBL-001626 | 2 | SYN-AI-CHARM | SYN-AI-TB | yes | no | no | unwired
SIG-003252 | AO | Control valve demand 03253 | G-0002 | AREA-05 | RED-000814 | A | duty | CBL-001627 | 1 | SYN-AO-CHARM | SYN-AO-TB | yes | yes | yes | unwired
SIG-003253 | AO | Speed reference 03254 | G-0003 | AREA-06 |  |  | standby | CBL-001627 | 2 | SYN-AO-CHARM | SYN-AO-TB | yes | yes | yes | unwired
SIG-003254 | AO | Pressure setpoint 03255 | G-0004 | AREA-07 | RED-000814 | B | duty | CBL-001628 | 1 | SYN-AO-CHARM | SYN-AO-TB | yes | yes | yes | loop_checked
SIG-003255 | AO | Control valve demand 03256 | G-0005 | AREA-08 |  |  | standby | CBL-001628 | 2 | SYN-AO-CHARM | SYN-AO-TB | yes | yes | yes | loop_checked
SIG-003256 | DI | Valve open limit 03257 | G-0006 | AREA-01 | RED-000815 | A | duty | CBL-001629 | 1 | SYN-DI-CHARM | SYN-DI-TB | no | no | no | wired
SIG-003257 | DI | High level switch 03258 | G-0007 | AREA-02 |  |  | standby | CBL-001629 | 2 | SYN-DI-CHARM | SYN-DI-TB | no | no | no | wired
SIG-003258 | DI | Motor running feedback 03259 | G-0008 | AREA-03 | RED-000815 | B | duty | CBL-001630 | 1 | SYN-DI-CHARM | SYN-DI-TB | no | no | no | unwired
SIG-003259 | DI | Valve open limit 03260 | G-0009 | AREA-04 |  |  | standby | CBL-001630 | 2 | SYN-DI-CHARM | SYN-DI-TB | no | no | no | unwired
SIG-003260 | AO | Pressure setpoint 03261 | G-0010 | AREA-05 | RED-000816 | A | duty | CBL-001631 | 1 | SYN-AO-CHARM | SYN-AO-TB | yes | yes | yes | unwired
SIG-003261 | AO | Control valve demand 03262 | G-0011 | AREA-06 |  |  | standby | CBL-001631 | 2 | SYN-AO-CHARM | SYN-AO-TB | yes | yes | yes | unwired
SIG-003262 | DO | Solenoid command 03263 | G-0012 | AREA-07 | RED-000816 | B | duty | CBL-001632 | 1 | SYN-DO-CHARM | SYN-DO-TB | no | yes | no | unwired
SIG-003263 | DO | Alarm reset output 03264 | G-0013 | AREA-08 |  |  | standby | CBL-001632 | 2 | SYN-DO-CHARM | SYN-DO-TB | no | yes | no | unwired
SIG-003264 | DO | Motor start command 03265 | G-0014 | AREA-01 | RED-000817 | A | duty | CBL-001633 | 1 | SYN-DO-CHARM | SYN-DO-TB | no | yes | no | unwired
SIG-003265 | DO | Solenoid command 03266 | G-0015 | AREA-02 |  |  | standby | CBL-001633 | 2 | SYN-DO-CHARM | SYN-DO-TB | no | yes | no | unwired
SIG-003266 | AI | Tank level 03267 | G-0016 | AREA-03 | RED-000817 | B | duty | CBL-001634 | 1 | SYN-AI-CHARM | SYN-AI-TB | yes | no | no | unwired
SIG-003267 | AI | Flow rate 03268 | G-0017 | AREA-04 |  |  | standby | CBL-001634 | 2 | SYN-AI-CHARM | SYN-AI-TB | yes | no | no | unwired
SIG-003268 | AI | Process temperature 03269 | G-0018 | AREA-05 | RED-000818 | A | duty | CBL-001635 | 1 | SYN-AI-CHARM | SYN-AI-TB | yes | no | no | fat_tested
SIG-003269 | AI | Suction pressure 03270 | G-0019 | AREA-06 |  |  | standby | CBL-001635 | 2 | SYN-AI-CHARM | SYN-AI-TB | yes | no | no | unwired
SIG-003270 | AO | Control valve demand 03271 | G-0020 | AREA-07 | RED-000818 | B | duty | CBL-001636 | 1 | SYN-AO-CHARM | SYN-AO-TB | yes | yes | yes | wired
SIG-003271 | AO | Speed reference 03272 | G-0021 | AREA-08 |  |  | standby | CBL-001636 | 2 | SYN-AO-CHARM | SYN-AO-TB | yes | yes | yes | loop_checked
SIG-003272 | DO | Alarm reset output 03273 | G-0022 | AREA-01 | RED-000819 | A | duty | CBL-001637 | 1 | SYN-DO-CHARM | SYN-DO-TB | no | yes | no | unwired
SIG-003273 | DO | Motor start command 03274 | G-0023 | AREA-02 |  |  | standby | CBL-001637 | 2 | SYN-DO-CHARM | SYN-DO-TB | no | yes | no | unwired
SIG-003274 | AI | Tank level 03275 | G-0024 | AREA-03 | RED-000819 | B | duty | CBL-001638 | 1 | SYN-AI-CHARM | SYN-AI-TB | yes | no | no | wired
SIG-003275 | AI | Flow rate 03276 | G-0025 | AREA-04 |  |  | standby | CBL-001638 | 2 | SYN-AI-CHARM | SYN-AI-TB | yes | no | no | unwired
SIG-003276 | AI | Process temperature 03277 | G-0026 | AREA-05 | RED-000820 | A | duty | CBL-001639 | 1 | SYN-AI-CHARM | SYN-AI-TB | yes | no | no | wired
SIG-003277 | AI | Suction pressure 03278 | G-0027 | AREA-06 |  |  | standby | CBL-001639 | 2 | SYN-AI-CHARM | SYN-AI-TB | yes | no | no | unwired
SIG-003278 | AI | Tank level 03279 | G-0028 | AREA-07 | RED-000820 | B | duty | CBL-001640 | 1 | SYN-AI-CHARM | SYN-AI-TB | yes | no | no | wired
SIG-003279 | AI | Flow rate 03280 | G-0029 | AREA-08 |  |  | standby | CBL-001640 | 2 | SYN-AI-CHARM | SYN-AI-TB | yes | no | no | unwired
SIG-003280 | AI | Process temperature 03281 | G-0030 | AREA-01 | RED-000821 | A | duty | CBL-001641 | 1 | SYN-AI-CHARM | SYN-AI-TB | yes | no | no | loop_checked
SIG-003281 | AI | Suction pressure 03282 | G-0031 | AREA-02 |  |  | standby | CBL-001641 | 2 | SYN-AI-CHARM | SYN-AI-TB | yes | no | no | wired
SIG-003282 | DO | Motor start command 03283 | G-0032 | AREA-03 | RED-000821 | B | duty | CBL-001642 | 1 | SYN-DO-CHARM | SYN-DO-TB | no | yes | no | unwired
SIG-003283 | DO | Solenoid command 03284 | G-0033 | AREA-04 |  |  | standby | CBL-001642 | 2 | SYN-DO-CHARM | SYN-DO-TB | no | yes | no | unwired
SIG-003284 | DI | High level switch 03285 | G-0034 | AREA-05 | RED-000822 | A | duty | CBL-001643 | 1 | SYN-DI-CHARM | SYN-DI-TB | no | no | no | unwired
SIG-003285 | DI | Motor running feedback 03286 | G-0035 | AREA-06 |  |  | standby | CBL-001643 | 2 | SYN-DI-CHARM | SYN-DI-TB | no | no | no | loop_checked
SIG-003286 | AI | Tank level 03287 | G-0036 | AREA-07 | RED-000822 | B | duty | CBL-001644 | 1 | SYN-AI-CHARM | SYN-AI-TB | yes | no | no | loop_checked
SIG-003287 | AI | Flow rate 03288 | G-0037 | AREA-08 |  |  | standby | CBL-001644 | 2 | SYN-AI-CHARM | SYN-AI-TB | yes | no | no | wired
SIG-003288 | AI | Process temperature 03289 | G-0038 | AREA-01 | RED-000823 | A | duty | CBL-001645 | 1 | SYN-AI-CHARM | SYN-AI-TB | yes | no | no | wired
SIG-003289 | AI | Suction pressure 03290 | G-0039 | AREA-02 |  |  | standby | CBL-001645 | 2 | SYN-AI-CHARM | SYN-AI-TB | yes | no | no | wired
SIG-003290 | AI | Tank level 03291 | G-0040 | AREA-03 | RED-000823 | B | duty | CBL-001646 | 1 | SYN-AI-CHARM | SYN-AI-TB | yes | no | no | unwired
SIG-003291 | AI | Flow rate 03292 | G-0041 | AREA-04 |  |  | standby | CBL-001646 | 2 | SYN-AI-CHARM | SYN-AI-TB | yes | no | no | wired
SIG-003292 | DI | Valve open limit 03293 | G-0042 | AREA-05 | RED-000824 | A | duty | CBL-001647 | 1 | SYN-DI-CHARM | SYN-DI-TB | no | no | no | loop_checked
SIG-003293 | DI | High level switch 03294 | G-0043 | AREA-06 |  |  | standby | CBL-001647 | 2 | SYN-DI-CHARM | SYN-DI-TB | no | no | no | unwired
SIG-003294 | DO | Motor start command 03295 | G-0044 | AREA-07 | RED-000824 | B | duty | CBL-001648 | 1 | SYN-DO-CHARM | SYN-DO-TB | no | yes | no | fat_tested
SIG-003295 | DO | Solenoid command 03296 | G-0045 | AREA-08 |  |  | standby | CBL-001648 | 2 | SYN-DO-CHARM | SYN-DO-TB | no | yes | no | unwired
SIG-003296 | DO | Alarm reset output 03297 | G-0046 | AREA-01 | RED-000825 | A | duty | CBL-001649 | 1 | SYN-DO-CHARM | SYN-DO-TB | no | yes | no | unwired
SIG-003297 | DO | Motor start command 03298 | G-0047 | AREA-02 |  |  | standby | CBL-001649 | 2 | SYN-DO-CHARM | SYN-DO-TB | no | yes | no | unwired
SIG-003298 | AO | Speed reference 03299 | G-0048 | AREA-03 | RED-000825 | B | duty | CBL-001650 | 1 | SYN-AO-CHARM | SYN-AO-TB | yes | yes | yes | unwired
SIG-003299 | AO | Pressure setpoint 03300 | G-0049 | AREA-04 |  |  | standby | CBL-001650 | 2 | SYN-AO-CHARM | SYN-AO-TB | yes | yes | yes | wired
SIG-003300 | AI | Process temperature 03301 | G-0050 | AREA-05 | RED-000826 | A | duty | CBL-001651 | 1 | SYN-AI-CHARM | SYN-AI-TB | yes | no | no | unwired
SIG-003301 | AI | Suction pressure 03302 | G-0051 | AREA-06 |  |  | standby | CBL-001651 | 2 | SYN-AI-CHARM | SYN-AI-TB | yes | no | no | wired
SIG-003302 | DO | Alarm reset output 03303 | G-0052 | AREA-07 | RED-000826 | B | duty | CBL-001652 | 1 | SYN-DO-CHARM | SYN-DO-TB | no | yes | no | unwired
SIG-003303 | DO | Motor start command 03304 | G-0053 | AREA-08 |  |  | standby | CBL-001652 | 2 | SYN-DO-CHARM | SYN-DO-TB | no | yes | no | loop_checked
SIG-003304 | DO | Solenoid command 03305 | G-0054 | AREA-01 | RED-000827 | A | duty | CBL-001653 | 1 | SYN-DO-CHARM | SYN-DO-TB | no | yes | no | unwired
SIG-003305 | DO | Alarm reset output 03306 | G-0055 | AREA-02 |  |  | standby | CBL-001653 | 2 | SYN-DO-CHARM | SYN-DO-TB | no | yes | no | unwired
SIG-003306 | AI | Tank level 03307 | G-0056 | AREA-03 | RED-000827 | B | duty | CBL-001654 | 1 | SYN-AI-CHARM | SYN-AI-TB | yes | no | no | loop_checked
SIG-003307 | AI | Flow rate 03308 | G-0057 | AREA-04 |  |  | standby | CBL-001654 | 2 | SYN-AI-CHARM | SYN-AI-TB | yes | no | no | wired
SIG-003308 | DO | Alarm reset output 03309 | G-0058 | AREA-05 | RED-000828 | A | duty | CBL-001655 | 1 | SYN-DO-CHARM | SYN-DO-TB | no | yes | no | unwired
SIG-003309 | DO | Motor start command 03310 | G-0059 | AREA-06 |  |  | standby | CBL-001655 | 2 | SYN-DO-CHARM | SYN-DO-TB | no | yes | no | loop_checked
SIG-003310 | DO | Solenoid command 03311 | G-0060 | AREA-07 | RED-000828 | B | duty | CBL-001656 | 1 | SYN-DO-CHARM | SYN-DO-TB | no | yes | no | unwired
SIG-003311 | DO | Alarm reset output 03312 | G-0061 | AREA-08 |  |  | standby | CBL-001656 | 2 | SYN-DO-CHARM | SYN-DO-TB | no | yes | no | unwired
SIG-003312 | AO | Control valve demand 03313 | G-0062 | AREA-01 | RED-000829 | A | duty | CBL-001657 | 1 | SYN-AO-CHARM | SYN-AO-TB | yes | yes | yes | unwired
SIG-003313 | AO | Speed reference 03314 | G-0063 | AREA-02 |  |  | standby | CBL-001657 | 2 | SYN-AO-CHARM | SYN-AO-TB | yes | yes | yes | wired
SIG-003314 | DO | Alarm reset output 03315 | G-0064 | AREA-03 | RED-000829 | B | duty | CBL-001658 | 1 | SYN-DO-CHARM | SYN-DO-TB | no | yes | no | unwired
SIG-003315 | DO | Motor start command 03316 | G-0065 | AREA-04 |  |  | standby | CBL-001658 | 2 | SYN-DO-CHARM | SYN-DO-TB | no | yes | no | unwired
SIG-003316 | AI | Process temperature 03317 | G-0066 | AREA-05 | RED-000830 | A | duty | CBL-001659 | 1 | SYN-AI-CHARM | SYN-AI-TB | yes | no | no | wired
SIG-003317 | AI | Suction pressure 03318 | G-0067 | AREA-06 |  |  | standby | CBL-001659 | 2 | SYN-AI-CHARM | SYN-AI-TB | yes | no | no | wired
SIG-003318 | DI | Motor running feedback 03319 | G-0068 | AREA-07 | RED-000830 | B | duty | CBL-001660 | 1 | SYN-DI-CHARM | SYN-DI-TB | no | no | no | unwired
SIG-003319 | DI | Valve open limit 03320 | G-0069 | AREA-08 |  |  | standby | CBL-001660 | 2 | SYN-DI-CHARM | SYN-DI-TB | no | no | no | unwired
SIG-003320 | AO | Pressure setpoint 03321 | G-0070 | AREA-01 | RED-000831 | A | duty | CBL-001661 | 1 | SYN-AO-CHARM | SYN-AO-TB | yes | yes | yes | unwired
SIG-003321 | AO | Control valve demand 03322 | G-0071 | AREA-02 |  |  | standby | CBL-001661 | 2 | SYN-AO-CHARM | SYN-AO-TB | yes | yes | yes | fat_tested
SIG-003322 | DO | Solenoid command 03323 | G-0072 | AREA-03 | RED-000831 | B | duty | CBL-001662 | 1 | SYN-DO-CHARM | SYN-DO-TB | no | yes | no | loop_checked
SIG-003323 | DO | Alarm reset output 03324 | G-0073 | AREA-04 |  |  | standby | CBL-001662 | 2 | SYN-DO-CHARM | SYN-DO-TB | no | yes | no | unwired
SIG-003324 | DI | Motor running feedback 03325 | G-0074 | AREA-05 | RED-000832 | A | duty | CBL-001663 | 1 | SYN-DI-CHARM | SYN-DI-TB | no | no | no | wired
SIG-003325 | DI | Valve open limit 03326 | G-0075 | AREA-06 |  |  | standby | CBL-001663 | 2 | SYN-DI-CHARM | SYN-DI-TB | no | no | no | wired
SIG-003326 | DI | High level switch 03327 | G-0076 | AREA-07 | RED-000832 | B | duty | CBL-001664 | 1 | SYN-DI-CHARM | SYN-DI-TB | no | no | no | wired
SIG-003327 | DI | Motor running feedback 03328 | G-0077 | AREA-08 |  |  | standby | CBL-001664 | 2 | SYN-DI-CHARM | SYN-DI-TB | no | no | no | unwired
SIG-003328 | AI | Process temperature 03329 | G-0078 | AREA-01 | RED-000833 | A | duty | CBL-001665 | 1 | SYN-AI-CHARM | SYN-AI-TB | yes | no | no | unwired
SIG-003329 | AI | Suction pressure 03330 | G-0079 | AREA-02 |  |  | standby | CBL-001665 | 2 | SYN-AI-CHARM | SYN-AI-TB | yes | no | no | unwired
SIG-003330 | DI | Motor running feedback 03331 | G-0080 | AREA-03 | RED-000833 | B | duty | CBL-001666 | 1 | SYN-DI-CHARM | SYN-DI-TB | no | no | no | wired
SIG-003331 | DI | Valve open limit 03332 | G-0081 | AREA-04 |  |  | standby | CBL-001666 | 2 | SYN-DI-CHARM | SYN-DI-TB | no | no | no | wired
SIG-003332 | DI | High level switch 03333 | G-0082 | AREA-05 | RED-000834 | A | duty | CBL-001667 | 1 | SYN-DI-CHARM | SYN-DI-TB | no | no | no | unwired
SIG-003333 | DI | Motor running feedback 03334 | G-0083 | AREA-06 |  |  | standby | CBL-001667 | 2 | SYN-DI-CHARM | SYN-DI-TB | no | no | no | loop_checked
SIG-003334 | AI | Tank level 03335 | G-0084 | AREA-07 | RED-000834 | B | duty | CBL-001668 | 1 | SYN-AI-CHARM | SYN-AI-TB | yes | no | no | loop_checked
SIG-003335 | AI | Flow rate 03336 | G-0085 | AREA-08 |  |  | standby | CBL-001668 | 2 | SYN-AI-CHARM | SYN-AI-TB | yes | no | no | loop_checked
SIG-003336 | AI | Process temperature 03337 | G-0086 | AREA-01 | RED-000835 | A | duty | CBL-001669 | 1 | SYN-AI-CHARM | SYN-AI-TB | yes | no | no | fat_tested
SIG-003337 | AI | Suction pressure 03338 | G-0087 | AREA-02 |  |  | standby | CBL-001669 | 2 | SYN-AI-CHARM | SYN-AI-TB | yes | no | no | unwired
SIG-003338 | DI | High level switch 03339 | G-0088 | AREA-03 | RED-000835 | B | duty | CBL-001670 | 1 | SYN-DI-CHARM | SYN-DI-TB | no | no | no | unwired
SIG-003339 | DI | Motor running feedback 03340 | G-0089 | AREA-04 |  |  | standby | CBL-001670 | 2 | SYN-DI-CHARM | SYN-DI-TB | no | no | no | loop_checked
SIG-003340 | AI | Process temperature 03341 | G-0090 | AREA-05 | RED-000836 | A | duty | CBL-001671 | 1 | SYN-AI-CHARM | SYN-AI-TB | yes | no | no | unwired
SIG-003341 | AI | Suction pressure 03342 | G-0091 | AREA-06 |  |  | standby | CBL-001671 | 2 | SYN-AI-CHARM | SYN-AI-TB | yes | no | no | wired
SIG-003342 | DI | Motor running feedback 03343 | G-0092 | AREA-07 | RED-000836 | B | duty | CBL-001672 | 1 | SYN-DI-CHARM | SYN-DI-TB | no | no | no | unwired
SIG-003343 | DI | Valve open limit 03344 | G-0093 | AREA-08 |  |  | standby | CBL-001672 | 2 | SYN-DI-CHARM | SYN-DI-TB | no | no | no | loop_checked
SIG-003344 | AI | Process temperature 03345 | G-0094 | AREA-01 | RED-000837 | A | duty | CBL-001673 | 1 | SYN-AI-CHARM | SYN-AI-TB | yes | no | no | unwired
SIG-003345 | AI | Suction pressure 03346 | G-0095 | AREA-02 |  |  | standby | CBL-001673 | 2 | SYN-AI-CHARM | SYN-AI-TB | yes | no | no | unwired
SIG-003346 | DO | Solenoid command 03347 | G-0096 | AREA-03 | RED-000837 | B | duty | CBL-001674 | 1 | SYN-DO-CHARM | SYN-DO-TB | no | yes | no | fat_tested
SIG-003347 | DO | Alarm reset output 03348 | G-0097 | AREA-04 |  |  | standby | CBL-001674 | 2 | SYN-DO-CHARM | SYN-DO-TB | no | yes | no | wired
SIG-003348 | DO | Motor start command 03349 | G-0098 | AREA-05 | RED-000838 | A | duty | CBL-001675 | 1 | SYN-DO-CHARM | SYN-DO-TB | no | yes | no | unwired
SIG-003349 | DO | Solenoid command 03350 | G-0099 | AREA-06 |  |  | standby | CBL-001675 | 2 | SYN-DO-CHARM | SYN-DO-TB | no | yes | no | unwired
SIG-003350 | AI | Tank level 03351 | G-0100 | AREA-07 | RED-000838 | B | duty | CBL-001676 | 1 | SYN-AI-CHARM | SYN-AI-TB | yes | no | no | wired
SIG-003351 | AI | Flow rate 03352 | G-0101 | AREA-08 |  |  | standby | CBL-001676 | 2 | SYN-AI-CHARM | SYN-AI-TB | yes | no | no | wired
SIG-003352 | AI | Process temperature 03353 | G-0102 | AREA-01 | RED-000839 | A | duty | CBL-001677 | 1 | SYN-AI-CHARM | SYN-AI-TB | yes | no | no | wired
SIG-003353 | AI | Suction pressure 03354 | G-0103 | AREA-02 |  |  | standby | CBL-001677 | 2 | SYN-AI-CHARM | SYN-AI-TB | yes | no | no | unwired
SIG-003354 | AI | Tank level 03355 | G-0104 | AREA-03 | RED-000839 | B | duty | CBL-001678 | 1 | SYN-AI-CHARM | SYN-AI-TB | yes | no | no | wired
SIG-003355 | AI | Flow rate 03356 | G-0105 | AREA-04 |  |  | standby | CBL-001678 | 2 | SYN-AI-CHARM | SYN-AI-TB | yes | no | no | unwired
SIG-003356 | DI | High level switch 03357 | G-0106 | AREA-05 | RED-000840 | A | duty | CBL-001679 | 1 | SYN-DI-CHARM | SYN-DI-TB | no | no | no | unwired
SIG-003357 | DI | Motor running feedback 03358 | G-0107 | AREA-06 |  |  | standby | CBL-001679 | 2 | SYN-DI-CHARM | SYN-DI-TB | no | no | no | unwired
SIG-003358 | DO | Solenoid command 03359 | G-0108 | AREA-07 | RED-000840 | B | duty | CBL-001680 | 1 | SYN-DO-CHARM | SYN-DO-TB | no | yes | no | unwired
SIG-003359 | DO | Alarm reset output 03360 | G-0109 | AREA-08 |  |  | standby | CBL-001680 | 2 | SYN-DO-CHARM | SYN-DO-TB | no | yes | no | wired
SIG-003360 | DI | Motor running feedback 03361 | G-0110 | AREA-01 | RED-000841 | A | duty | CBL-001681 | 1 | SYN-DI-CHARM | SYN-DI-TB | no | no | no | unwired
SIG-003361 | DI | Valve open limit 03362 | G-0111 | AREA-02 |  |  | standby | CBL-001681 | 2 | SYN-DI-CHARM | SYN-DI-TB | no | no | no | unwired
SIG-003362 | AO | Pressure setpoint 03363 | G-0112 | AREA-03 | RED-000841 | B | duty | CBL-001682 | 1 | SYN-AO-CHARM | SYN-AO-TB | yes | yes | yes | unwired
SIG-003363 | AO | Control valve demand 03364 | G-0113 | AREA-04 |  |  | standby | CBL-001682 | 2 | SYN-AO-CHARM | SYN-AO-TB | yes | yes | yes | loop_checked
SIG-003364 | DO | Solenoid command 03365 | G-0114 | AREA-05 | RED-000842 | A | duty | CBL-001683 | 1 | SYN-DO-CHARM | SYN-DO-TB | no | yes | no | unwired
SIG-003365 | DO | Alarm reset output 03366 | G-0115 | AREA-06 |  |  | standby | CBL-001683 | 2 | SYN-DO-CHARM | SYN-DO-TB | no | yes | no | unwired
SIG-003366 | DI | Motor running feedback 03367 | G-0116 | AREA-07 | RED-000842 | B | duty | CBL-001684 | 1 | SYN-DI-CHARM | SYN-DI-TB | no | no | no | unwired
SIG-003367 | DI | Valve open limit 03368 | G-0117 | AREA-08 |  |  | standby | CBL-001684 | 2 | SYN-DI-CHARM | SYN-DI-TB | no | no | no | unwired
SIG-003368 | DI | High level switch 03369 | G-0118 | AREA-01 | RED-000843 | A | duty | CBL-001685 | 1 | SYN-DI-CHARM | SYN-DI-TB | no | no | no | unwired
SIG-003369 | DI | Motor running feedback 03370 | G-0119 | AREA-02 |  |  | standby | CBL-001685 | 2 | SYN-DI-CHARM | SYN-DI-TB | no | no | no | wired
SIG-003370 | AI | Tank level 03371 | G-0120 | AREA-03 | RED-000843 | B | duty | CBL-001686 | 1 | SYN-AI-CHARM | SYN-AI-TB | yes | no | no | wired
SIG-003371 | AI | Flow rate 03372 | G-0121 | AREA-04 |  |  | standby | CBL-001686 | 2 | SYN-AI-CHARM | SYN-AI-TB | yes | no | no | loop_checked
SIG-003372 | DI | Motor running feedback 03373 | G-0122 | AREA-05 | RED-000844 | A | duty | CBL-001687 | 1 | SYN-DI-CHARM | SYN-DI-TB | no | no | no | unwired
SIG-003373 | DI | Valve open limit 03374 | G-0123 | AREA-06 |  |  | standby | CBL-001687 | 2 | SYN-DI-CHARM | SYN-DI-TB | no | no | no | unwired
SIG-003374 | DI | High level switch 03375 | G-0124 | AREA-07 | RED-000844 | B | duty | CBL-001688 | 1 | SYN-DI-CHARM | SYN-DI-TB | no | no | no | loop_checked
SIG-003375 | DI | Motor running feedback 03376 | G-0125 | AREA-08 |  |  | standby | CBL-001688 | 2 | SYN-DI-CHARM | SYN-DI-TB | no | no | no | wired
SIG-003376 | AI | Process temperature 03377 | G-0126 | AREA-01 | RED-000845 | A | duty | CBL-001689 | 1 | SYN-AI-CHARM | SYN-AI-TB | yes | no | no | unwired
SIG-003377 | AI | Suction pressure 03378 | G-0127 | AREA-02 |  |  | standby | CBL-001689 | 2 | SYN-AI-CHARM | SYN-AI-TB | yes | no | no | unwired
SIG-003378 | AI | Tank level 03379 | G-0128 | AREA-03 | RED-000845 | B | duty | CBL-001690 | 1 | SYN-AI-CHARM | SYN-AI-TB | yes | no | no | loop_checked
SIG-003379 | AI | Flow rate 03380 | G-0129 | AREA-04 |  |  | standby | CBL-001690 | 2 | SYN-AI-CHARM | SYN-AI-TB | yes | no | no | wired
SIG-003380 | DI | High level switch 03381 | G-0130 | AREA-05 | RED-000846 | A | duty | CBL-001691 | 1 | SYN-DI-CHARM | SYN-DI-TB | no | no | no | unwired
SIG-003381 | DI | Motor running feedback 03382 | G-0131 | AREA-06 |  |  | standby | CBL-001691 | 2 | SYN-DI-CHARM | SYN-DI-TB | no | no | no | unwired
SIG-003382 | AI | Tank level 03383 | G-0132 | AREA-07 | RED-000846 | B | duty | CBL-001692 | 1 | SYN-AI-CHARM | SYN-AI-TB | yes | no | no | wired
SIG-003383 | AI | Flow rate 03384 | G-0133 | AREA-08 |  |  | standby | CBL-001692 | 2 | SYN-AI-CHARM | SYN-AI-TB | yes | no | no | unwired
SIG-003384 | DI | Motor running feedback 03385 | G-0134 | AREA-01 | RED-000847 | A | duty | CBL-001693 | 1 | SYN-DI-CHARM | SYN-DI-TB | no | no | no | unwired
SIG-003385 | DI | Valve open limit 03386 | G-0135 | AREA-02 |  |  | standby | CBL-001693 | 2 | SYN-DI-CHARM | SYN-DI-TB | no | no | no | loop_checked
SIG-003386 | AI | Tank level 03387 | G-0136 | AREA-03 | RED-000847 | B | duty | CBL-001694 | 1 | SYN-AI-CHARM | SYN-AI-TB | yes | no | no | loop_checked
SIG-003387 | AI | Flow rate 03388 | G-0137 | AREA-04 |  |  | standby | CBL-001694 | 2 | SYN-AI-CHARM | SYN-AI-TB | yes | no | no | unwired
SIG-003388 | DO | Solenoid command 03389 | G-0138 | AREA-05 | RED-000848 | A | duty | CBL-001695 | 1 | SYN-DO-CHARM | SYN-DO-TB | no | yes | no | unwired
SIG-003389 | DO | Alarm reset output 03390 | G-0139 | AREA-06 |  |  | standby | CBL-001695 | 2 | SYN-DO-CHARM | SYN-DO-TB | no | yes | no | loop_checked
SIG-003390 | DO | Motor start command 03391 | G-0140 | AREA-07 | RED-000848 | B | duty | CBL-001696 | 1 | SYN-DO-CHARM | SYN-DO-TB | no | yes | no | wired
SIG-003391 | DO | Solenoid command 03392 | G-0141 | AREA-08 |  |  | standby | CBL-001696 | 2 | SYN-DO-CHARM | SYN-DO-TB | no | yes | no | loop_checked
SIG-003392 | DI | High level switch 03393 | G-0142 | AREA-01 | RED-000849 | A | duty | CBL-001697 | 1 | SYN-DI-CHARM | SYN-DI-TB | no | no | no | unwired
SIG-003393 | DI | Motor running feedback 03394 | G-0143 | AREA-02 |  |  | standby | CBL-001697 | 2 | SYN-DI-CHARM | SYN-DI-TB | no | no | no | unwired
SIG-003394 | DI | Valve open limit 03395 | G-0144 | AREA-03 | RED-000849 | B | duty | CBL-001698 | 1 | SYN-DI-CHARM | SYN-DI-TB | no | no | no | unwired
SIG-003395 | DI | High level switch 03396 | G-0145 | AREA-04 |  |  | standby | CBL-001698 | 2 | SYN-DI-CHARM | SYN-DI-TB | no | no | no | unwired
SIG-003396 | DO | Motor start command 03397 | G-0146 | AREA-05 | RED-000850 | A | duty | CBL-001699 | 1 | SYN-DO-CHARM | SYN-DO-TB | no | yes | no | unwired
SIG-003397 | DO | Solenoid command 03398 | G-0147 | AREA-06 |  |  | standby | CBL-001699 | 2 | SYN-DO-CHARM | SYN-DO-TB | no | yes | no | loop_checked
SIG-003398 | DI | High level switch 03399 | G-0148 | AREA-07 | RED-000850 | B | duty | CBL-001700 | 1 | SYN-DI-CHARM | SYN-DI-TB | no | no | no | wired
SIG-003399 | DI | Motor running feedback 03400 | G-0149 | AREA-08 |  |  | standby | CBL-001700 | 2 | SYN-DI-CHARM | SYN-DI-TB | no | no | no | wired
SIG-003400 | AO | Speed reference 03401 | G-0150 | AREA-01 | RED-000851 | A | duty | CBL-001701 | 1 | SYN-AO-CHARM | SYN-AO-TB | yes | yes | yes | loop_checked
SIG-003401 | AO | Pressure setpoint 03402 | G-0151 | AREA-02 |  |  | standby | CBL-001701 | 2 | SYN-AO-CHARM | SYN-AO-TB | yes | yes | yes | loop_checked
SIG-003402 | DO | Motor start command 03403 | G-0152 | AREA-03 | RED-000851 | B | duty | CBL-001702 | 1 | SYN-DO-CHARM | SYN-DO-TB | no | yes | no | unwired
SIG-003403 | DO | Solenoid command 03404 | G-0153 | AREA-04 |  |  | standby | CBL-001702 | 2 | SYN-DO-CHARM | SYN-DO-TB | no | yes | no | loop_checked
SIG-003404 | DI | High level switch 03405 | G-0154 | AREA-05 | RED-000852 | A | duty | CBL-001703 | 1 | SYN-DI-CHARM | SYN-DI-TB | no | no | no | unwired
SIG-003405 | DI | Motor running feedback 03406 | G-0155 | AREA-06 |  |  | standby | CBL-001703 | 2 | SYN-DI-CHARM | SYN-DI-TB | no | no | no | wired
SIG-003406 | DO | Solenoid command 03407 | G-0156 | AREA-07 | RED-000852 | B | duty | CBL-001704 | 1 | SYN-DO-CHARM | SYN-DO-TB | no | yes | no | fat_tested
SIG-003407 | DO | Alarm reset output 03408 | G-0157 | AREA-08 |  |  | standby | CBL-001704 | 2 | SYN-DO-CHARM | SYN-DO-TB | no | yes | no | loop_checked
SIG-003408 | AI | Process temperature 03409 | G-0158 | AREA-01 | RED-000853 | A | duty | CBL-001705 | 1 | SYN-AI-CHARM | SYN-AI-TB | yes | no | no | unwired
SIG-003409 | AI | Suction pressure 03410 | G-0159 | AREA-02 |  |  | standby | CBL-001705 | 2 | SYN-AI-CHARM | SYN-AI-TB | yes | no | no | wired
SIG-003410 | DO | Alarm reset output 03411 | G-0160 | AREA-03 | RED-000853 | B | duty | CBL-001706 | 1 | SYN-DO-CHARM | SYN-DO-TB | no | yes | no | unwired
SIG-003411 | DO | Motor start command 03412 | G-0161 | AREA-04 |  |  | standby | CBL-001706 | 2 | SYN-DO-CHARM | SYN-DO-TB | no | yes | no | unwired
SIG-003412 | DI | Valve open limit 03413 | G-0162 | AREA-05 | RED-000854 | A | duty | CBL-001707 | 1 | SYN-DI-CHARM | SYN-DI-TB | no | no | no | unwired
SIG-003413 | DI | High level switch 03414 | G-0163 | AREA-06 |  |  | standby | CBL-001707 | 2 | SYN-DI-CHARM | SYN-DI-TB | no | no | no | loop_checked
SIG-003414 | DI | Motor running feedback 03415 | G-0164 | AREA-07 | RED-000854 | B | duty | CBL-001708 | 1 | SYN-DI-CHARM | SYN-DI-TB | no | no | no | unwired
SIG-003415 | DI | Valve open limit 03416 | G-0165 | AREA-08 |  |  | standby | CBL-001708 | 2 | SYN-DI-CHARM | SYN-DI-TB | no | no | no | wired
SIG-003416 | DO | Alarm reset output 03417 | G-0166 | AREA-01 | RED-000855 | A | duty | CBL-001709 | 1 | SYN-DO-CHARM | SYN-DO-TB | no | yes | no | unwired
SIG-003417 | DO | Motor start command 03418 | G-0167 | AREA-02 |  |  | standby | CBL-001709 | 2 | SYN-DO-CHARM | SYN-DO-TB | no | yes | no | unwired
SIG-003418 | AI | Tank level 03419 | G-0168 | AREA-03 | RED-000855 | B | duty | CBL-001710 | 1 | SYN-AI-CHARM | SYN-AI-TB | yes | no | no | unwired
SIG-003419 | AI | Flow rate 03420 | G-0169 | AREA-04 |  |  | standby | CBL-001710 | 2 | SYN-AI-CHARM | SYN-AI-TB | yes | no | no | unwired
SIG-003420 | DO | Motor start command 03421 | G-0170 | AREA-05 | RED-000856 | A | duty | CBL-001711 | 1 | SYN-DO-CHARM | SYN-DO-TB | no | yes | no | wired
SIG-003421 | DO | Solenoid command 03422 | G-0171 | AREA-06 |  |  | standby | CBL-001711 | 2 | SYN-DO-CHARM | SYN-DO-TB | no | yes | no | loop_checked
SIG-003422 | DI | High level switch 03423 | G-0172 | AREA-07 | RED-000856 | B | duty | CBL-001712 | 1 | SYN-DI-CHARM | SYN-DI-TB | no | no | no | wired
SIG-003423 | DI | Motor running feedback 03424 | G-0173 | AREA-08 |  |  | standby | CBL-001712 | 2 | SYN-DI-CHARM | SYN-DI-TB | no | no | no | loop_checked
SIG-003424 | DI | Valve open limit 03425 | G-0174 | AREA-01 | RED-000857 | A | duty | CBL-001713 | 1 | SYN-DI-CHARM | SYN-DI-TB | no | no | no | wired
SIG-003425 | DI | High level switch 03426 | G-0175 | AREA-02 |  |  | standby | CBL-001713 | 2 | SYN-DI-CHARM | SYN-DI-TB | no | no | no | unwired
SIG-003426 | DO | Motor start command 03427 | G-0176 | AREA-03 | RED-000857 | B | duty | CBL-001714 | 1 | SYN-DO-CHARM | SYN-DO-TB | no | yes | no | wired
SIG-003427 | DO | Solenoid command 03428 | G-0177 | AREA-04 |  |  | standby | CBL-001714 | 2 | SYN-DO-CHARM | SYN-DO-TB | no | yes | no | loop_checked
SIG-003428 | DI | High level switch 03429 | G-0178 | AREA-05 | RED-000858 | A | duty | CBL-001715 | 1 | SYN-DI-CHARM | SYN-DI-TB | no | no | no | unwired
SIG-003429 | DI | Motor running feedback 03430 | G-0179 | AREA-06 |  |  | standby | CBL-001715 | 2 | SYN-DI-CHARM | SYN-DI-TB | no | no | no | wired
SIG-003430 | DI | Valve open limit 03431 | G-0180 | AREA-07 | RED-000858 | B | duty | CBL-001716 | 1 | SYN-DI-CHARM | SYN-DI-TB | no | no | no | wired
SIG-003431 | DI | High level switch 03432 | G-0181 | AREA-08 |  |  | standby | CBL-001716 | 2 | SYN-DI-CHARM | SYN-DI-TB | no | no | no | unwired
SIG-003432 | DO | Motor start command 03433 | G-0182 | AREA-01 | RED-000859 | A | duty | CBL-001717 | 1 | SYN-DO-CHARM | SYN-DO-TB | no | yes | no | loop_checked
SIG-003433 | DO | Solenoid command 03434 | G-0183 | AREA-02 |  |  | standby | CBL-001717 | 2 | SYN-DO-CHARM | SYN-DO-TB | no | yes | no | unwired
SIG-003434 | DO | Alarm reset output 03435 | G-0184 | AREA-03 | RED-000859 | B | duty | CBL-001718 | 1 | SYN-DO-CHARM | SYN-DO-TB | no | yes | no | unwired
SIG-003435 | DO | Motor start command 03436 | G-0185 | AREA-04 |  |  | standby | CBL-001718 | 2 | SYN-DO-CHARM | SYN-DO-TB | no | yes | no | loop_checked
SIG-003436 | DI | Valve open limit 03437 | G-0186 | AREA-05 | RED-000860 | A | duty | CBL-001719 | 1 | SYN-DI-CHARM | SYN-DI-TB | no | no | no | unwired
SIG-003437 | DI | High level switch 03438 | G-0187 | AREA-06 |  |  | standby | CBL-001719 | 2 | SYN-DI-CHARM | SYN-DI-TB | no | no | no | unwired
SIG-003438 | DO | Motor start command 03439 | G-0188 | AREA-07 | RED-000860 | B | duty | CBL-001720 | 1 | SYN-DO-CHARM | SYN-DO-TB | no | yes | no | wired
SIG-003439 | DO | Solenoid command 03440 | G-0189 | AREA-08 |  |  | standby | CBL-001720 | 2 | SYN-DO-CHARM | SYN-DO-TB | no | yes | no | unwired
SIG-003440 | DI | High level switch 03441 | G-0190 | AREA-01 | RED-000861 | A | duty | CBL-001721 | 1 | SYN-DI-CHARM | SYN-DI-TB | no | no | no | loop_checked
SIG-003441 | DI | Motor running feedback 03442 | G-0191 | AREA-02 |  |  | standby | CBL-001721 | 2 | SYN-DI-CHARM | SYN-DI-TB | no | no | no | loop_checked
SIG-003442 | DO | Solenoid command 03443 | G-0192 | AREA-03 | RED-000861 | B | duty | CBL-001722 | 1 | SYN-DO-CHARM | SYN-DO-TB | no | yes | no | unwired
SIG-003443 | DO | Alarm reset output 03444 | G-0193 | AREA-04 |  |  | standby | CBL-001722 | 2 | SYN-DO-CHARM | SYN-DO-TB | no | yes | no | wired
SIG-003444 | AI | Process temperature 03445 | G-0194 | AREA-05 | RED-000862 | A | duty | CBL-001723 | 1 | SYN-AI-CHARM | SYN-AI-TB | yes | no | no | fat_tested
SIG-003445 | AI | Suction pressure 03446 | G-0195 | AREA-06 |  |  | standby | CBL-001723 | 2 | SYN-AI-CHARM | SYN-AI-TB | yes | no | no | fat_tested
SIG-003446 | DI | High level switch 03447 | G-0196 | AREA-07 | RED-000862 | B | duty | CBL-001724 | 1 | SYN-DI-CHARM | SYN-DI-TB | no | no | no | fat_tested
SIG-003447 | DI | Motor running feedback 03448 | G-0197 | AREA-08 |  |  | standby | CBL-001724 | 2 | SYN-DI-CHARM | SYN-DI-TB | no | no | no | wired
SIG-003448 | DO | Solenoid command 03449 | G-0198 | AREA-01 | RED-000863 | A | duty | CBL-001725 | 1 | SYN-DO-CHARM | SYN-DO-TB | no | yes | no | unwired
SIG-003449 | DO | Alarm reset output 03450 | G-0199 | AREA-02 |  |  | standby | CBL-001725 | 2 | SYN-DO-CHARM | SYN-DO-TB | no | yes | no | wired
SIG-003450 | DO | Motor start command 03451 | G-0200 | AREA-03 | RED-000863 | B | duty | CBL-001726 | 1 | SYN-DO-CHARM | SYN-DO-TB | no | yes | no | unwired
SIG-003451 | DO | Solenoid command 03452 | G-0201 | AREA-04 |  |  | standby | CBL-001726 | 2 | SYN-DO-CHARM | SYN-DO-TB | no | yes | no | loop_checked
SIG-003452 | DO | Alarm reset output 03453 | G-0202 | AREA-05 | RED-000864 | A | duty | CBL-001727 | 1 | SYN-DO-CHARM | SYN-DO-TB | no | yes | no | unwired
SIG-003453 | DO | Motor start command 03454 | G-0203 | AREA-06 |  |  | standby | CBL-001727 | 2 | SYN-DO-CHARM | SYN-DO-TB | no | yes | no | unwired
SIG-003454 | AI | Tank level 03455 | G-0204 | AREA-07 | RED-000864 | B | duty | CBL-001728 | 1 | SYN-AI-CHARM | SYN-AI-TB | yes | no | no | loop_checked
SIG-003455 | AI | Flow rate 03456 | G-0205 | AREA-08 |  |  | standby | CBL-001728 | 2 | SYN-AI-CHARM | SYN-AI-TB | yes | no | no | loop_checked
SIG-003456 | DI | Motor running feedback 03457 | G-0206 | AREA-01 | RED-000865 | A | duty | CBL-001729 | 1 | SYN-DI-CHARM | SYN-DI-TB | no | no | no | wired
SIG-003457 | DI | Valve open limit 03458 | G-0207 | AREA-02 |  |  | standby | CBL-001729 | 2 | SYN-DI-CHARM | SYN-DI-TB | no | no | no | wired
SIG-003458 | DI | High level switch 03459 | G-0208 | AREA-03 | RED-000865 | B | duty | CBL-001730 | 1 | SYN-DI-CHARM | SYN-DI-TB | no | no | no | fat_tested
SIG-003459 | DI | Motor running feedback 03460 | G-0209 | AREA-04 |  |  | standby | CBL-001730 | 2 | SYN-DI-CHARM | SYN-DI-TB | no | no | no | wired
SIG-003460 | AI | Process temperature 03461 | G-0210 | AREA-05 | RED-000866 | A | duty | CBL-001731 | 1 | SYN-AI-CHARM | SYN-AI-TB | yes | no | no | unwired
SIG-003461 | AI | Suction pressure 03462 | G-0211 | AREA-06 |  |  | standby | CBL-001731 | 2 | SYN-AI-CHARM | SYN-AI-TB | yes | no | no | unwired
SIG-003462 | AO | Control valve demand 03463 | G-0212 | AREA-07 | RED-000866 | B | duty | CBL-001732 | 1 | SYN-AO-CHARM | SYN-AO-TB | yes | yes | yes | wired
SIG-003463 | AO | Speed reference 03464 | G-0213 | AREA-08 |  |  | standby | CBL-001732 | 2 | SYN-AO-CHARM | SYN-AO-TB | yes | yes | yes | wired
SIG-003464 | DO | Alarm reset output 03465 | G-0214 | AREA-01 | RED-000867 | A | duty | CBL-001733 | 1 | SYN-DO-CHARM | SYN-DO-TB | no | yes | no | loop_checked
SIG-003465 | DO | Motor start command 03466 | G-0215 | AREA-02 |  |  | standby | CBL-001733 | 2 | SYN-DO-CHARM | SYN-DO-TB | no | yes | no | wired
SIG-003466 | AI | Tank level 03467 | G-0216 | AREA-03 | RED-000867 | B | duty | CBL-001734 | 1 | SYN-AI-CHARM | SYN-AI-TB | yes | no | no | wired
SIG-003467 | AI | Flow rate 03468 | G-0217 | AREA-04 |  |  | standby | CBL-001734 | 2 | SYN-AI-CHARM | SYN-AI-TB | yes | no | no | wired
SIG-003468 | AO | Control valve demand 03469 | G-0218 | AREA-05 | RED-000868 | A | duty | CBL-001735 | 1 | SYN-AO-CHARM | SYN-AO-TB | yes | yes | yes | unwired
SIG-003469 | AO | Speed reference 03470 | G-0219 | AREA-06 |  |  | standby | CBL-001735 | 2 | SYN-AO-CHARM | SYN-AO-TB | yes | yes | yes | fat_tested
SIG-003470 | DI | High level switch 03471 | G-0220 | AREA-07 | RED-000868 | B | duty | CBL-001736 | 1 | SYN-DI-CHARM | SYN-DI-TB | no | no | no | unwired
SIG-003471 | DI | Motor running feedback 03472 | G-0221 | AREA-08 |  |  | standby | CBL-001736 | 2 | SYN-DI-CHARM | SYN-DI-TB | no | no | no | unwired
SIG-003472 | DO | Solenoid command 03473 | G-0222 | AREA-01 | RED-000869 | A | duty | CBL-001737 | 1 | SYN-DO-CHARM | SYN-DO-TB | no | yes | no | loop_checked
SIG-003473 | DO | Alarm reset output 03474 | G-0223 | AREA-02 |  |  | standby | CBL-001737 | 2 | SYN-DO-CHARM | SYN-DO-TB | no | yes | no | wired
SIG-003474 | AI | Tank level 03475 | G-0224 | AREA-03 | RED-000869 | B | duty | CBL-001738 | 1 | SYN-AI-CHARM | SYN-AI-TB | yes | no | no | loop_checked
SIG-003475 | AI | Flow rate 03476 | G-0225 | AREA-04 |  |  | standby | CBL-001738 | 2 | SYN-AI-CHARM | SYN-AI-TB | yes | no | no | unwired
SIG-003476 | DI | High level switch 03477 | G-0226 | AREA-05 | RED-000870 | A | duty | CBL-001739 | 1 | SYN-DI-CHARM | SYN-DI-TB | no | no | no | unwired
SIG-003477 | DI | Motor running feedback 03478 | G-0227 | AREA-06 |  |  | standby | CBL-001739 | 2 | SYN-DI-CHARM | SYN-DI-TB | no | no | no | unwired
SIG-003478 | DO | Solenoid command 03479 | G-0228 | AREA-07 | RED-000870 | B | duty | CBL-001740 | 1 | SYN-DO-CHARM | SYN-DO-TB | no | yes | no | wired
SIG-003479 | DO | Alarm reset output 03480 | G-0229 | AREA-08 |  |  | standby | CBL-001740 | 2 | SYN-DO-CHARM | SYN-DO-TB | no | yes | no | fat_tested
SIG-003480 | DO | Motor start command 03481 | G-0230 | AREA-01 | RED-000871 | A | duty | CBL-001741 | 1 | SYN-DO-CHARM | SYN-DO-TB | no | yes | no | unwired
SIG-003481 | DO | Solenoid command 03482 | G-0231 | AREA-02 |  |  | standby | CBL-001741 | 2 | SYN-DO-CHARM | SYN-DO-TB | no | yes | no | unwired
SIG-003482 | AI | Tank level 03483 | G-0232 | AREA-03 | RED-000871 | B | duty | CBL-001742 | 1 | SYN-AI-CHARM | SYN-AI-TB | yes | no | no | unwired
SIG-003483 | AI | Flow rate 03484 | G-0233 | AREA-04 |  |  | standby | CBL-001742 | 2 | SYN-AI-CHARM | SYN-AI-TB | yes | no | no | unwired
SIG-003484 | DO | Solenoid command 03485 | G-0234 | AREA-05 | RED-000872 | A | duty | CBL-001743 | 1 | SYN-DO-CHARM | SYN-DO-TB | no | yes | no | unwired
SIG-003485 | DO | Alarm reset output 03486 | G-0235 | AREA-06 |  |  | standby | CBL-001743 | 2 | SYN-DO-CHARM | SYN-DO-TB | no | yes | no | loop_checked
SIG-003486 | AI | Tank level 03487 | G-0236 | AREA-07 | RED-000872 | B | duty | CBL-001744 | 1 | SYN-AI-CHARM | SYN-AI-TB | yes | no | no | wired
SIG-003487 | AI | Flow rate 03488 | G-0237 | AREA-08 |  |  | standby | CBL-001744 | 2 | SYN-AI-CHARM | SYN-AI-TB | yes | no | no | unwired
SIG-003488 | DI | High level switch 03489 | G-0238 | AREA-01 | RED-000873 | A | duty | CBL-001745 | 1 | SYN-DI-CHARM | SYN-DI-TB | no | no | no | loop_checked
SIG-003489 | DI | Motor running feedback 03490 | G-0239 | AREA-02 |  |  | standby | CBL-001745 | 2 | SYN-DI-CHARM | SYN-DI-TB | no | no | no | fat_tested
SIG-003490 | AI | Tank level 03491 | G-0240 | AREA-03 | RED-000873 | B | duty | CBL-001746 | 1 | SYN-AI-CHARM | SYN-AI-TB | yes | no | no | unwired
SIG-003491 | AI | Flow rate 03492 | G-0241 | AREA-04 |  |  | standby | CBL-001746 | 2 | SYN-AI-CHARM | SYN-AI-TB | yes | no | no | loop_checked
SIG-003492 | DI | Motor running feedback 03493 | G-0242 | AREA-05 | RED-000874 | A | duty | CBL-001747 | 1 | SYN-DI-CHARM | SYN-DI-TB | no | no | no | fat_tested
SIG-003493 | DI | Valve open limit 03494 | G-0243 | AREA-06 |  |  | standby | CBL-001747 | 2 | SYN-DI-CHARM | SYN-DI-TB | no | no | no | unwired
SIG-003494 | DO | Alarm reset output 03495 | G-0244 | AREA-07 | RED-000874 | B | duty | CBL-001748 | 1 | SYN-DO-CHARM | SYN-DO-TB | no | yes | no | unwired
SIG-003495 | DO | Motor start command 03496 | G-0245 | AREA-08 |  |  | standby | CBL-001748 | 2 | SYN-DO-CHARM | SYN-DO-TB | no | yes | no | loop_checked
SIG-003496 | DO | Solenoid command 03497 | G-0246 | AREA-01 | RED-000875 | A | duty | CBL-001749 | 1 | SYN-DO-CHARM | SYN-DO-TB | no | yes | no | unwired
SIG-003497 | DO | Alarm reset output 03498 | G-0247 | AREA-02 |  |  | standby | CBL-001749 | 2 | SYN-DO-CHARM | SYN-DO-TB | no | yes | no | unwired
SIG-003498 | DO | Motor start command 03499 | G-0248 | AREA-03 | RED-000875 | B | duty | CBL-001750 | 1 | SYN-DO-CHARM | SYN-DO-TB | no | yes | no | unwired
SIG-003499 | DO | Solenoid command 03500 | G-0249 | AREA-04 |  |  | standby | CBL-001750 | 2 | SYN-DO-CHARM | SYN-DO-TB | no | yes | no | wired
SIG-003500 | DI | High level switch 03501 | G-0000 | AREA-05 | RED-000876 | A | duty | CBL-001751 | 1 | SYN-DI-CHARM | SYN-DI-TB | no | no | no | unwired
SIG-003501 | DI | Motor running feedback 03502 | G-0001 | AREA-06 |  |  | standby | CBL-001751 | 2 | SYN-DI-CHARM | SYN-DI-TB | no | no | no | wired
SIG-003502 | AO | Speed reference 03503 | G-0002 | AREA-07 | RED-000876 | B | duty | CBL-001752 | 1 | SYN-AO-CHARM | SYN-AO-TB | yes | yes | yes | unwired
SIG-003503 | AO | Pressure setpoint 03504 | G-0003 | AREA-08 |  |  | standby | CBL-001752 | 2 | SYN-AO-CHARM | SYN-AO-TB | yes | yes | yes | unwired
SIG-003504 | DI | Motor running feedback 03505 | G-0004 | AREA-01 | RED-000877 | A | duty | CBL-001753 | 1 | SYN-DI-CHARM | SYN-DI-TB | no | no | no | unwired
SIG-003505 | DI | Valve open limit 03506 | G-0005 | AREA-02 |  |  | standby | CBL-001753 | 2 | SYN-DI-CHARM | SYN-DI-TB | no | no | no | wired
SIG-003506 | AI | Tank level 03507 | G-0006 | AREA-03 | RED-000877 | B | duty | CBL-001754 | 1 | SYN-AI-CHARM | SYN-AI-TB | yes | no | no | loop_checked
SIG-003507 | AI | Flow rate 03508 | G-0007 | AREA-04 |  |  | standby | CBL-001754 | 2 | SYN-AI-CHARM | SYN-AI-TB | yes | no | no | unwired
SIG-003508 | AI | Process temperature 03509 | G-0008 | AREA-05 | RED-000878 | A | duty | CBL-001755 | 1 | SYN-AI-CHARM | SYN-AI-TB | yes | no | no | unwired
SIG-003509 | AI | Suction pressure 03510 | G-0009 | AREA-06 |  |  | standby | CBL-001755 | 2 | SYN-AI-CHARM | SYN-AI-TB | yes | no | no | unwired
SIG-003510 | DO | Motor start command 03511 | G-0010 | AREA-07 | RED-000878 | B | duty | CBL-001756 | 1 | SYN-DO-CHARM | SYN-DO-TB | no | yes | no | loop_checked
SIG-003511 | DO | Solenoid command 03512 | G-0011 | AREA-08 |  |  | standby | CBL-001756 | 2 | SYN-DO-CHARM | SYN-DO-TB | no | yes | no | unwired
SIG-003512 | AI | Process temperature 03513 | G-0012 | AREA-01 | RED-000879 | A | duty | CBL-001757 | 1 | SYN-AI-CHARM | SYN-AI-TB | yes | no | no | unwired
SIG-003513 | AI | Suction pressure 03514 | G-0013 | AREA-02 |  |  | standby | CBL-001757 | 2 | SYN-AI-CHARM | SYN-AI-TB | yes | no | no | wired
SIG-003514 | AI | Tank level 03515 | G-0014 | AREA-03 | RED-000879 | B | duty | CBL-001758 | 1 | SYN-AI-CHARM | SYN-AI-TB | yes | no | no | wired
SIG-003515 | AI | Flow rate 03516 | G-0015 | AREA-04 |  |  | standby | CBL-001758 | 2 | SYN-AI-CHARM | SYN-AI-TB | yes | no | no | loop_checked
SIG-003516 | AO | Control valve demand 03517 | G-0016 | AREA-05 | RED-000880 | A | duty | CBL-001759 | 1 | SYN-AO-CHARM | SYN-AO-TB | yes | yes | yes | unwired
SIG-003517 | AO | Speed reference 03518 | G-0017 | AREA-06 |  |  | standby | CBL-001759 | 2 | SYN-AO-CHARM | SYN-AO-TB | yes | yes | yes | unwired
SIG-003518 | AI | Tank level 03519 | G-0018 | AREA-07 | RED-000880 | B | duty | CBL-001760 | 1 | SYN-AI-CHARM | SYN-AI-TB | yes | no | no | unwired
SIG-003519 | AI | Flow rate 03520 | G-0019 | AREA-08 |  |  | standby | CBL-001760 | 2 | SYN-AI-CHARM | SYN-AI-TB | yes | no | no | unwired
SIG-003520 | DO | Solenoid command 03521 | G-0020 | AREA-01 | RED-000881 | A | duty | CBL-001761 | 1 | SYN-DO-CHARM | SYN-DO-TB | no | yes | no | unwired
SIG-003521 | DO | Alarm reset output 03522 | G-0021 | AREA-02 |  |  | standby | CBL-001761 | 2 | SYN-DO-CHARM | SYN-DO-TB | no | yes | no | unwired
SIG-003522 | AO | Control valve demand 03523 | G-0022 | AREA-03 | RED-000881 | B | duty | CBL-001762 | 1 | SYN-AO-CHARM | SYN-AO-TB | yes | yes | yes | loop_checked
SIG-003523 | AO | Speed reference 03524 | G-0023 | AREA-04 |  |  | standby | CBL-001762 | 2 | SYN-AO-CHARM | SYN-AO-TB | yes | yes | yes | unwired
SIG-003524 | DO | Alarm reset output 03525 | G-0024 | AREA-05 | RED-000882 | A | duty | CBL-001763 | 1 | SYN-DO-CHARM | SYN-DO-TB | no | yes | no | loop_checked
SIG-003525 | DO | Motor start command 03526 | G-0025 | AREA-06 |  |  | standby | CBL-001763 | 2 | SYN-DO-CHARM | SYN-DO-TB | no | yes | no | unwired
SIG-003526 | AI | Tank level 03527 | G-0026 | AREA-07 | RED-000882 | B | duty | CBL-001764 | 1 | SYN-AI-CHARM | SYN-AI-TB | yes | no | no | unwired
SIG-003527 | AI | Flow rate 03528 | G-0027 | AREA-08 |  |  | standby | CBL-001764 | 2 | SYN-AI-CHARM | SYN-AI-TB | yes | no | no | unwired
SIG-003528 | DO | Motor start command 03529 | G-0028 | AREA-01 | RED-000883 | A | duty | CBL-001765 | 1 | SYN-DO-CHARM | SYN-DO-TB | no | yes | no | wired
SIG-003529 | DO | Solenoid command 03530 | G-0029 | AREA-02 |  |  | standby | CBL-001765 | 2 | SYN-DO-CHARM | SYN-DO-TB | no | yes | no | wired
SIG-003530 | AI | Tank level 03531 | G-0030 | AREA-03 | RED-000883 | B | duty | CBL-001766 | 1 | SYN-AI-CHARM | SYN-AI-TB | yes | no | no | unwired
SIG-003531 | AI | Flow rate 03532 | G-0031 | AREA-04 |  |  | standby | CBL-001766 | 2 | SYN-AI-CHARM | SYN-AI-TB | yes | no | no | unwired
SIG-003532 | AI | Process temperature 03533 | G-0032 | AREA-05 | RED-000884 | A | duty | CBL-001767 | 1 | SYN-AI-CHARM | SYN-AI-TB | yes | no | no | unwired
SIG-003533 | AI | Suction pressure 03534 | G-0033 | AREA-06 |  |  | standby | CBL-001767 | 2 | SYN-AI-CHARM | SYN-AI-TB | yes | no | no | loop_checked
SIG-003534 | DI | Motor running feedback 03535 | G-0034 | AREA-07 | RED-000884 | B | duty | CBL-001768 | 1 | SYN-DI-CHARM | SYN-DI-TB | no | no | no | wired
SIG-003535 | DI | Valve open limit 03536 | G-0035 | AREA-08 |  |  | standby | CBL-001768 | 2 | SYN-DI-CHARM | SYN-DI-TB | no | no | no | loop_checked
SIG-003536 | DI | High level switch 03537 | G-0036 | AREA-01 | RED-000885 | A | duty | CBL-001769 | 1 | SYN-DI-CHARM | SYN-DI-TB | no | no | no | unwired
SIG-003537 | DI | Motor running feedback 03538 | G-0037 | AREA-02 |  |  | standby | CBL-001769 | 2 | SYN-DI-CHARM | SYN-DI-TB | no | no | no | unwired
SIG-003538 | AI | Tank level 03539 | G-0038 | AREA-03 | RED-000885 | B | duty | CBL-001770 | 1 | SYN-AI-CHARM | SYN-AI-TB | yes | no | no | wired
SIG-003539 | AI | Flow rate 03540 | G-0039 | AREA-04 |  |  | standby | CBL-001770 | 2 | SYN-AI-CHARM | SYN-AI-TB | yes | no | no | wired
SIG-003540 | DI | Motor running feedback 03541 | G-0040 | AREA-05 | RED-000886 | A | duty | CBL-001771 | 1 | SYN-DI-CHARM | SYN-DI-TB | no | no | no | wired
SIG-003541 | DI | Valve open limit 03542 | G-0041 | AREA-06 |  |  | standby | CBL-001771 | 2 | SYN-DI-CHARM | SYN-DI-TB | no | no | no | unwired
SIG-003542 | DI | High level switch 03543 | G-0042 | AREA-07 | RED-000886 | B | duty | CBL-001772 | 1 | SYN-DI-CHARM | SYN-DI-TB | no | no | no | unwired
SIG-003543 | DI | Motor running feedback 03544 | G-0043 | AREA-08 |  |  | standby | CBL-001772 | 2 | SYN-DI-CHARM | SYN-DI-TB | no | no | no | unwired
SIG-003544 | DI | Valve open limit 03545 | G-0044 | AREA-01 | RED-000887 | A | duty | CBL-001773 | 1 | SYN-DI-CHARM | SYN-DI-TB | no | no | no | loop_checked
SIG-003545 | DI | High level switch 03546 | G-0045 | AREA-02 |  |  | standby | CBL-001773 | 2 | SYN-DI-CHARM | SYN-DI-TB | no | no | no | wired
SIG-003546 | DI | Motor running feedback 03547 | G-0046 | AREA-03 | RED-000887 | B | duty | CBL-001774 | 1 | SYN-DI-CHARM | SYN-DI-TB | no | no | no | unwired
SIG-003547 | DI | Valve open limit 03548 | G-0047 | AREA-04 |  |  | standby | CBL-001774 | 2 | SYN-DI-CHARM | SYN-DI-TB | no | no | no | unwired
SIG-003548 | DI | High level switch 03549 | G-0048 | AREA-05 | RED-000888 | A | duty | CBL-001775 | 1 | SYN-DI-CHARM | SYN-DI-TB | no | no | no | unwired
SIG-003549 | DI | Motor running feedback 03550 | G-0049 | AREA-06 |  |  | standby | CBL-001775 | 2 | SYN-DI-CHARM | SYN-DI-TB | no | no | no | unwired
SIG-003550 | AI | Tank level 03551 | G-0050 | AREA-07 | RED-000888 | B | duty | CBL-001776 | 1 | SYN-AI-CHARM | SYN-AI-TB | yes | no | no | unwired
SIG-003551 | AI | Flow rate 03552 | G-0051 | AREA-08 |  |  | standby | CBL-001776 | 2 | SYN-AI-CHARM | SYN-AI-TB | yes | no | no | wired
SIG-003552 | DO | Motor start command 03553 | G-0052 | AREA-01 | RED-000889 | A | duty | CBL-001777 | 1 | SYN-DO-CHARM | SYN-DO-TB | no | yes | no | unwired
SIG-003553 | DO | Solenoid command 03554 | G-0053 | AREA-02 |  |  | standby | CBL-001777 | 2 | SYN-DO-CHARM | SYN-DO-TB | no | yes | no | wired
SIG-003554 | DI | High level switch 03555 | G-0054 | AREA-03 | RED-000889 | B | duty | CBL-001778 | 1 | SYN-DI-CHARM | SYN-DI-TB | no | no | no | wired
SIG-003555 | DI | Motor running feedback 03556 | G-0055 | AREA-04 |  |  | standby | CBL-001778 | 2 | SYN-DI-CHARM | SYN-DI-TB | no | no | no | loop_checked
SIG-003556 | DO | Solenoid command 03557 | G-0056 | AREA-05 | RED-000890 | A | duty | CBL-001779 | 1 | SYN-DO-CHARM | SYN-DO-TB | no | yes | no | unwired
SIG-003557 | DO | Alarm reset output 03558 | G-0057 | AREA-06 |  |  | standby | CBL-001779 | 2 | SYN-DO-CHARM | SYN-DO-TB | no | yes | no | loop_checked
SIG-003558 | DI | Motor running feedback 03559 | G-0058 | AREA-07 | RED-000890 | B | duty | CBL-001780 | 1 | SYN-DI-CHARM | SYN-DI-TB | no | no | no | unwired
SIG-003559 | DI | Valve open limit 03560 | G-0059 | AREA-08 |  |  | standby | CBL-001780 | 2 | SYN-DI-CHARM | SYN-DI-TB | no | no | no | unwired
SIG-003560 | AI | Process temperature 03561 | G-0060 | AREA-01 | RED-000891 | A | duty | CBL-001781 | 1 | SYN-AI-CHARM | SYN-AI-TB | yes | no | no | unwired
SIG-003561 | AI | Suction pressure 03562 | G-0061 | AREA-02 |  |  | standby | CBL-001781 | 2 | SYN-AI-CHARM | SYN-AI-TB | yes | no | no | unwired
SIG-003562 | DI | Valve open limit 03563 | G-0062 | AREA-03 | RED-000891 | B | duty | CBL-001782 | 1 | SYN-DI-CHARM | SYN-DI-TB | no | no | no | wired
SIG-003563 | DI | High level switch 03564 | G-0063 | AREA-04 |  |  | standby | CBL-001782 | 2 | SYN-DI-CHARM | SYN-DI-TB | no | no | no | unwired
SIG-003564 | DO | Motor start command 03565 | G-0064 | AREA-05 | RED-000892 | A | duty | CBL-001783 | 1 | SYN-DO-CHARM | SYN-DO-TB | no | yes | no | loop_checked
SIG-003565 | DO | Solenoid command 03566 | G-0065 | AREA-06 |  |  | standby | CBL-001783 | 2 | SYN-DO-CHARM | SYN-DO-TB | no | yes | no | unwired
SIG-003566 | AI | Tank level 03567 | G-0066 | AREA-07 | RED-000892 | B | duty | CBL-001784 | 1 | SYN-AI-CHARM | SYN-AI-TB | yes | no | no | loop_checked
SIG-003567 | AI | Flow rate 03568 | G-0067 | AREA-08 |  |  | standby | CBL-001784 | 2 | SYN-AI-CHARM | SYN-AI-TB | yes | no | no | wired
SIG-003568 | DO | Solenoid command 03569 | G-0068 | AREA-01 | RED-000893 | A | duty | CBL-001785 | 1 | SYN-DO-CHARM | SYN-DO-TB | no | yes | no | wired
SIG-003569 | DO | Alarm reset output 03570 | G-0069 | AREA-02 |  |  | standby | CBL-001785 | 2 | SYN-DO-CHARM | SYN-DO-TB | no | yes | no | unwired
SIG-003570 | DI | Motor running feedback 03571 | G-0070 | AREA-03 | RED-000893 | B | duty | CBL-001786 | 1 | SYN-DI-CHARM | SYN-DI-TB | no | no | no | wired
SIG-003571 | DI | Valve open limit 03572 | G-0071 | AREA-04 |  |  | standby | CBL-001786 | 2 | SYN-DI-CHARM | SYN-DI-TB | no | no | no | unwired
SIG-003572 | DI | High level switch 03573 | G-0072 | AREA-05 | RED-000894 | A | duty | CBL-001787 | 1 | SYN-DI-CHARM | SYN-DI-TB | no | no | no | wired
SIG-003573 | DI | Motor running feedback 03574 | G-0073 | AREA-06 |  |  | standby | CBL-001787 | 2 | SYN-DI-CHARM | SYN-DI-TB | no | no | no | unwired
SIG-003574 | AI | Tank level 03575 | G-0074 | AREA-07 | RED-000894 | B | duty | CBL-001788 | 1 | SYN-AI-CHARM | SYN-AI-TB | yes | no | no | loop_checked
SIG-003575 | AI | Flow rate 03576 | G-0075 | AREA-08 |  |  | standby | CBL-001788 | 2 | SYN-AI-CHARM | SYN-AI-TB | yes | no | no | unwired
SIG-003576 | AI | Process temperature 03577 | G-0076 | AREA-01 | RED-000895 | A | duty | CBL-001789 | 1 | SYN-AI-CHARM | SYN-AI-TB | yes | no | no | loop_checked
SIG-003577 | AI | Suction pressure 03578 | G-0077 | AREA-02 |  |  | standby | CBL-001789 | 2 | SYN-AI-CHARM | SYN-AI-TB | yes | no | no | unwired
SIG-003578 | AI | Tank level 03579 | G-0078 | AREA-03 | RED-000895 | B | duty | CBL-001790 | 1 | SYN-AI-CHARM | SYN-AI-TB | yes | no | no | fat_tested
SIG-003579 | AI | Flow rate 03580 | G-0079 | AREA-04 |  |  | standby | CBL-001790 | 2 | SYN-AI-CHARM | SYN-AI-TB | yes | no | no | wired
SIG-003580 | AI | Process temperature 03581 | G-0080 | AREA-05 | RED-000896 | A | duty | CBL-001791 | 1 | SYN-AI-CHARM | SYN-AI-TB | yes | no | no | unwired
SIG-003581 | AI | Suction pressure 03582 | G-0081 | AREA-06 |  |  | standby | CBL-001791 | 2 | SYN-AI-CHARM | SYN-AI-TB | yes | no | no | unwired
SIG-003582 | DO | Motor start command 03583 | G-0082 | AREA-07 | RED-000896 | B | duty | CBL-001792 | 1 | SYN-DO-CHARM | SYN-DO-TB | no | yes | no | unwired
SIG-003583 | DO | Solenoid command 03584 | G-0083 | AREA-08 |  |  | standby | CBL-001792 | 2 | SYN-DO-CHARM | SYN-DO-TB | no | yes | no | loop_checked
SIG-003584 | DO | Alarm reset output 03585 | G-0084 | AREA-01 | RED-000897 | A | duty | CBL-001793 | 1 | SYN-DO-CHARM | SYN-DO-TB | no | yes | no | wired
SIG-003585 | DO | Motor start command 03586 | G-0085 | AREA-02 |  |  | standby | CBL-001793 | 2 | SYN-DO-CHARM | SYN-DO-TB | no | yes | no | unwired
SIG-003586 | AI | Tank level 03587 | G-0086 | AREA-03 | RED-000897 | B | duty | CBL-001794 | 1 | SYN-AI-CHARM | SYN-AI-TB | yes | no | no | unwired
SIG-003587 | AI | Flow rate 03588 | G-0087 | AREA-04 |  |  | standby | CBL-001794 | 2 | SYN-AI-CHARM | SYN-AI-TB | yes | no | no | unwired
SIG-003588 | AO | Control valve demand 03589 | G-0088 | AREA-05 | RED-000898 | A | duty | CBL-001795 | 1 | SYN-AO-CHARM | SYN-AO-TB | yes | yes | yes | loop_checked
SIG-003589 | AO | Speed reference 03590 | G-0089 | AREA-06 |  |  | standby | CBL-001795 | 2 | SYN-AO-CHARM | SYN-AO-TB | yes | yes | yes | unwired
SIG-003590 | DI | High level switch 03591 | G-0090 | AREA-07 | RED-000898 | B | duty | CBL-001796 | 1 | SYN-DI-CHARM | SYN-DI-TB | no | no | no | unwired
SIG-003591 | DI | Motor running feedback 03592 | G-0091 | AREA-08 |  |  | standby | CBL-001796 | 2 | SYN-DI-CHARM | SYN-DI-TB | no | no | no | unwired
SIG-003592 | DO | Solenoid command 03593 | G-0092 | AREA-01 | RED-000899 | A | duty | CBL-001797 | 1 | SYN-DO-CHARM | SYN-DO-TB | no | yes | no | unwired
SIG-003593 | DO | Alarm reset output 03594 | G-0093 | AREA-02 |  |  | standby | CBL-001797 | 2 | SYN-DO-CHARM | SYN-DO-TB | no | yes | no | unwired
SIG-003594 | DO | Motor start command 03595 | G-0094 | AREA-03 | RED-000899 | B | duty | CBL-001798 | 1 | SYN-DO-CHARM | SYN-DO-TB | no | yes | no | unwired
SIG-003595 | DO | Solenoid command 03596 | G-0095 | AREA-04 |  |  | standby | CBL-001798 | 2 | SYN-DO-CHARM | SYN-DO-TB | no | yes | no | wired
SIG-003596 | AO | Pressure setpoint 03597 | G-0096 | AREA-05 | RED-000900 | A | duty | CBL-001799 | 1 | SYN-AO-CHARM | SYN-AO-TB | yes | yes | yes | wired
SIG-003597 | AO | Control valve demand 03598 | G-0097 | AREA-06 |  |  | standby | CBL-001799 | 2 | SYN-AO-CHARM | SYN-AO-TB | yes | yes | yes | unwired
SIG-003598 | AO | Speed reference 03599 | G-0098 | AREA-07 | RED-000900 | B | duty | CBL-001800 | 1 | SYN-AO-CHARM | SYN-AO-TB | yes | yes | yes | loop_checked
SIG-003599 | AO | Pressure setpoint 03600 | G-0099 | AREA-08 |  |  | standby | CBL-001800 | 2 | SYN-AO-CHARM | SYN-AO-TB | yes | yes | yes | unwired
SIG-003600 | AI | Process temperature 03601 | G-0100 | AREA-01 | RED-000901 | A | duty | CBL-001801 | 1 | SYN-AI-CHARM | SYN-AI-TB | yes | no | no | wired
SIG-003601 | AI | Suction pressure 03602 | G-0101 | AREA-02 |  |  | standby | CBL-001801 | 2 | SYN-AI-CHARM | SYN-AI-TB | yes | no | no | unwired
SIG-003602 | DI | High level switch 03603 | G-0102 | AREA-03 | RED-000901 | B | duty | CBL-001802 | 1 | SYN-DI-CHARM | SYN-DI-TB | no | no | no | unwired
SIG-003603 | DI | Motor running feedback 03604 | G-0103 | AREA-04 |  |  | standby | CBL-001802 | 2 | SYN-DI-CHARM | SYN-DI-TB | no | no | no | wired
SIG-003604 | AO | Speed reference 03605 | G-0104 | AREA-05 | RED-000902 | A | duty | CBL-001803 | 1 | SYN-AO-CHARM | SYN-AO-TB | yes | yes | yes | wired
SIG-003605 | AO | Pressure setpoint 03606 | G-0105 | AREA-06 |  |  | standby | CBL-001803 | 2 | SYN-AO-CHARM | SYN-AO-TB | yes | yes | yes | wired
SIG-003606 | DI | Motor running feedback 03607 | G-0106 | AREA-07 | RED-000902 | B | duty | CBL-001804 | 1 | SYN-DI-CHARM | SYN-DI-TB | no | no | no | unwired
SIG-003607 | DI | Valve open limit 03608 | G-0107 | AREA-08 |  |  | standby | CBL-001804 | 2 | SYN-DI-CHARM | SYN-DI-TB | no | no | no | loop_checked
SIG-003608 | AI | Process temperature 03609 | G-0108 | AREA-01 | RED-000903 | A | duty | CBL-001805 | 1 | SYN-AI-CHARM | SYN-AI-TB | yes | no | no | unwired
SIG-003609 | AI | Suction pressure 03610 | G-0109 | AREA-02 |  |  | standby | CBL-001805 | 2 | SYN-AI-CHARM | SYN-AI-TB | yes | no | no | wired
SIG-003610 | DO | Solenoid command 03611 | G-0110 | AREA-03 | RED-000903 | B | duty | CBL-001806 | 1 | SYN-DO-CHARM | SYN-DO-TB | no | yes | no | unwired
SIG-003611 | DO | Alarm reset output 03612 | G-0111 | AREA-04 |  |  | standby | CBL-001806 | 2 | SYN-DO-CHARM | SYN-DO-TB | no | yes | no | unwired
SIG-003612 | DO | Motor start command 03613 | G-0112 | AREA-05 | RED-000904 | A | duty | CBL-001807 | 1 | SYN-DO-CHARM | SYN-DO-TB | no | yes | no | unwired
SIG-003613 | DO | Solenoid command 03614 | G-0113 | AREA-06 |  |  | standby | CBL-001807 | 2 | SYN-DO-CHARM | SYN-DO-TB | no | yes | no | wired
SIG-003614 | AI | Tank level 03615 | G-0114 | AREA-07 | RED-000904 | B | duty | CBL-001808 | 1 | SYN-AI-CHARM | SYN-AI-TB | yes | no | no | unwired
SIG-003615 | AI | Flow rate 03616 | G-0115 | AREA-08 |  |  | standby | CBL-001808 | 2 | SYN-AI-CHARM | SYN-AI-TB | yes | no | no | wired
SIG-003616 | DI | Valve open limit 03617 | G-0116 | AREA-01 | RED-000905 | A | duty | CBL-001809 | 1 | SYN-DI-CHARM | SYN-DI-TB | no | no | no | unwired
SIG-003617 | DI | High level switch 03618 | G-0117 | AREA-02 |  |  | standby | CBL-001809 | 2 | SYN-DI-CHARM | SYN-DI-TB | no | no | no | wired
SIG-003618 | AO | Control valve demand 03619 | G-0118 | AREA-03 | RED-000905 | B | duty | CBL-001810 | 1 | SYN-AO-CHARM | SYN-AO-TB | yes | yes | yes | unwired
SIG-003619 | AO | Speed reference 03620 | G-0119 | AREA-04 |  |  | standby | CBL-001810 | 2 | SYN-AO-CHARM | SYN-AO-TB | yes | yes | yes | wired
SIG-003620 | DO | Alarm reset output 03621 | G-0120 | AREA-05 | RED-000906 | A | duty | CBL-001811 | 1 | SYN-DO-CHARM | SYN-DO-TB | no | yes | no | unwired
SIG-003621 | DO | Motor start command 03622 | G-0121 | AREA-06 |  |  | standby | CBL-001811 | 2 | SYN-DO-CHARM | SYN-DO-TB | no | yes | no | unwired
SIG-003622 | AI | Tank level 03623 | G-0122 | AREA-07 | RED-000906 | B | duty | CBL-001812 | 1 | SYN-AI-CHARM | SYN-AI-TB | yes | no | no | wired
SIG-003623 | AI | Flow rate 03624 | G-0123 | AREA-08 |  |  | standby | CBL-001812 | 2 | SYN-AI-CHARM | SYN-AI-TB | yes | no | no | loop_checked
SIG-003624 | DI | Motor running feedback 03625 | G-0124 | AREA-01 | RED-000907 | A | duty | CBL-001813 | 1 | SYN-DI-CHARM | SYN-DI-TB | no | no | no | unwired
SIG-003625 | DI | Valve open limit 03626 | G-0125 | AREA-02 |  |  | standby | CBL-001813 | 2 | SYN-DI-CHARM | SYN-DI-TB | no | no | no | unwired
SIG-003626 | DI | High level switch 03627 | G-0126 | AREA-03 | RED-000907 | B | duty | CBL-001814 | 1 | SYN-DI-CHARM | SYN-DI-TB | no | no | no | loop_checked
SIG-003627 | DI | Motor running feedback 03628 | G-0127 | AREA-04 |  |  | standby | CBL-001814 | 2 | SYN-DI-CHARM | SYN-DI-TB | no | no | no | unwired
SIG-003628 | AO | Speed reference 03629 | G-0128 | AREA-05 | RED-000908 | A | duty | CBL-001815 | 1 | SYN-AO-CHARM | SYN-AO-TB | yes | yes | yes | fat_tested
SIG-003629 | AO | Pressure setpoint 03630 | G-0129 | AREA-06 |  |  | standby | CBL-001815 | 2 | SYN-AO-CHARM | SYN-AO-TB | yes | yes | yes | wired
SIG-003630 | AO | Control valve demand 03631 | G-0130 | AREA-07 | RED-000908 | B | duty | CBL-001816 | 1 | SYN-AO-CHARM | SYN-AO-TB | yes | yes | yes | unwired
SIG-003631 | AO | Speed reference 03632 | G-0131 | AREA-08 |  |  | standby | CBL-001816 | 2 | SYN-AO-CHARM | SYN-AO-TB | yes | yes | yes | unwired
SIG-003632 | DI | High level switch 03633 | G-0132 | AREA-01 | RED-000909 | A | duty | CBL-001817 | 1 | SYN-DI-CHARM | SYN-DI-TB | no | no | no | wired
SIG-003633 | DI | Motor running feedback 03634 | G-0133 | AREA-02 |  |  | standby | CBL-001817 | 2 | SYN-DI-CHARM | SYN-DI-TB | no | no | no | wired
SIG-003634 | DI | Valve open limit 03635 | G-0134 | AREA-03 | RED-000909 | B | duty | CBL-001818 | 1 | SYN-DI-CHARM | SYN-DI-TB | no | no | no | unwired
SIG-003635 | DI | High level switch 03636 | G-0135 | AREA-04 |  |  | standby | CBL-001818 | 2 | SYN-DI-CHARM | SYN-DI-TB | no | no | no | fat_tested
SIG-003636 | DI | Motor running feedback 03637 | G-0136 | AREA-05 | RED-000910 | A | duty | CBL-001819 | 1 | SYN-DI-CHARM | SYN-DI-TB | no | no | no | unwired
SIG-003637 | DI | Valve open limit 03638 | G-0137 | AREA-06 |  |  | standby | CBL-001819 | 2 | SYN-DI-CHARM | SYN-DI-TB | no | no | no | unwired
SIG-003638 | AI | Tank level 03639 | G-0138 | AREA-07 | RED-000910 | B | duty | CBL-001820 | 1 | SYN-AI-CHARM | SYN-AI-TB | yes | no | no | loop_checked
SIG-003639 | AI | Flow rate 03640 | G-0139 | AREA-08 |  |  | standby | CBL-001820 | 2 | SYN-AI-CHARM | SYN-AI-TB | yes | no | no | wired
SIG-003640 | AO | Speed reference 03641 | G-0140 | AREA-01 | RED-000911 | A | duty | CBL-001821 | 1 | SYN-AO-CHARM | SYN-AO-TB | yes | yes | yes | wired
SIG-003641 | AO | Pressure setpoint 03642 | G-0141 | AREA-02 |  |  | standby | CBL-001821 | 2 | SYN-AO-CHARM | SYN-AO-TB | yes | yes | yes | wired
SIG-003642 | DO | Motor start command 03643 | G-0142 | AREA-03 | RED-000911 | B | duty | CBL-001822 | 1 | SYN-DO-CHARM | SYN-DO-TB | no | yes | no | unwired
SIG-003643 | DO | Solenoid command 03644 | G-0143 | AREA-04 |  |  | standby | CBL-001822 | 2 | SYN-DO-CHARM | SYN-DO-TB | no | yes | no | wired
SIG-003644 | DO | Alarm reset output 03645 | G-0144 | AREA-05 | RED-000912 | A | duty | CBL-001823 | 1 | SYN-DO-CHARM | SYN-DO-TB | no | yes | no | loop_checked
SIG-003645 | DO | Motor start command 03646 | G-0145 | AREA-06 |  |  | standby | CBL-001823 | 2 | SYN-DO-CHARM | SYN-DO-TB | no | yes | no | wired
SIG-003646 | DO | Solenoid command 03647 | G-0146 | AREA-07 | RED-000912 | B | duty | CBL-001824 | 1 | SYN-DO-CHARM | SYN-DO-TB | no | yes | no | loop_checked
SIG-003647 | DO | Alarm reset output 03648 | G-0147 | AREA-08 |  |  | standby | CBL-001824 | 2 | SYN-DO-CHARM | SYN-DO-TB | no | yes | no | wired
SIG-003648 | AI | Process temperature 03649 | G-0148 | AREA-01 | RED-000913 | A | duty | CBL-001825 | 1 | SYN-AI-CHARM | SYN-AI-TB | yes | no | no | wired
SIG-003649 | AI | Suction pressure 03650 | G-0149 | AREA-02 |  |  | standby | CBL-001825 | 2 | SYN-AI-CHARM | SYN-AI-TB | yes | no | no | wired
SIG-003650 | DO | Alarm reset output 03651 | G-0150 | AREA-03 | RED-000913 | B | duty | CBL-001826 | 1 | SYN-DO-CHARM | SYN-DO-TB | no | yes | no | unwired
SIG-003651 | DO | Motor start command 03652 | G-0151 | AREA-04 |  |  | standby | CBL-001826 | 2 | SYN-DO-CHARM | SYN-DO-TB | no | yes | no | unwired
SIG-003652 | AI | Process temperature 03653 | G-0152 | AREA-05 | RED-000914 | A | duty | CBL-001827 | 1 | SYN-AI-CHARM | SYN-AI-TB | yes | no | no | unwired
SIG-003653 | AI | Suction pressure 03654 | G-0153 | AREA-06 |  |  | standby | CBL-001827 | 2 | SYN-AI-CHARM | SYN-AI-TB | yes | no | no | unwired
SIG-003654 | AI | Tank level 03655 | G-0154 | AREA-07 | RED-000914 | B | duty | CBL-001828 | 1 | SYN-AI-CHARM | SYN-AI-TB | yes | no | no | fat_tested
SIG-003655 | AI | Flow rate 03656 | G-0155 | AREA-08 |  |  | standby | CBL-001828 | 2 | SYN-AI-CHARM | SYN-AI-TB | yes | no | no | wired
SIG-003656 | DI | High level switch 03657 | G-0156 | AREA-01 | RED-000915 | A | duty | CBL-001829 | 1 | SYN-DI-CHARM | SYN-DI-TB | no | no | no | wired
SIG-003657 | DI | Motor running feedback 03658 | G-0157 | AREA-02 |  |  | standby | CBL-001829 | 2 | SYN-DI-CHARM | SYN-DI-TB | no | no | no | fat_tested
SIG-003658 | DI | Valve open limit 03659 | G-0158 | AREA-03 | RED-000915 | B | duty | CBL-001830 | 1 | SYN-DI-CHARM | SYN-DI-TB | no | no | no | unwired
SIG-003659 | DI | High level switch 03660 | G-0159 | AREA-04 |  |  | standby | CBL-001830 | 2 | SYN-DI-CHARM | SYN-DI-TB | no | no | no | wired
SIG-003660 | AI | Process temperature 03661 | G-0160 | AREA-05 | RED-000916 | A | duty | CBL-001831 | 1 | SYN-AI-CHARM | SYN-AI-TB | yes | no | no | wired
SIG-003661 | AI | Suction pressure 03662 | G-0161 | AREA-06 |  |  | standby | CBL-001831 | 2 | SYN-AI-CHARM | SYN-AI-TB | yes | no | no | unwired
SIG-003662 | DI | High level switch 03663 | G-0162 | AREA-07 | RED-000916 | B | duty | CBL-001832 | 1 | SYN-DI-CHARM | SYN-DI-TB | no | no | no | wired
SIG-003663 | DI | Motor running feedback 03664 | G-0163 | AREA-08 |  |  | standby | CBL-001832 | 2 | SYN-DI-CHARM | SYN-DI-TB | no | no | no | unwired
SIG-003664 | DI | Valve open limit 03665 | G-0164 | AREA-01 | RED-000917 | A | duty | CBL-001833 | 1 | SYN-DI-CHARM | SYN-DI-TB | no | no | no | wired
SIG-003665 | DI | High level switch 03666 | G-0165 | AREA-02 |  |  | standby | CBL-001833 | 2 | SYN-DI-CHARM | SYN-DI-TB | no | no | no | unwired
SIG-003666 | DO | Motor start command 03667 | G-0166 | AREA-03 | RED-000917 | B | duty | CBL-001834 | 1 | SYN-DO-CHARM | SYN-DO-TB | no | yes | no | wired
SIG-003667 | DO | Solenoid command 03668 | G-0167 | AREA-04 |  |  | standby | CBL-001834 | 2 | SYN-DO-CHARM | SYN-DO-TB | no | yes | no | unwired
SIG-003668 | DO | Alarm reset output 03669 | G-0168 | AREA-05 | RED-000918 | A | duty | CBL-001835 | 1 | SYN-DO-CHARM | SYN-DO-TB | no | yes | no | unwired
SIG-003669 | DO | Motor start command 03670 | G-0169 | AREA-06 |  |  | standby | CBL-001835 | 2 | SYN-DO-CHARM | SYN-DO-TB | no | yes | no | loop_checked
SIG-003670 | AO | Speed reference 03671 | G-0170 | AREA-07 | RED-000918 | B | duty | CBL-001836 | 1 | SYN-AO-CHARM | SYN-AO-TB | yes | yes | yes | fat_tested
SIG-003671 | AO | Pressure setpoint 03672 | G-0171 | AREA-08 |  |  | standby | CBL-001836 | 2 | SYN-AO-CHARM | SYN-AO-TB | yes | yes | yes | unwired
SIG-003672 | AO | Control valve demand 03673 | G-0172 | AREA-01 | RED-000919 | A | duty | CBL-001837 | 1 | SYN-AO-CHARM | SYN-AO-TB | yes | yes | yes | unwired
SIG-003673 | AO | Speed reference 03674 | G-0173 | AREA-02 |  |  | standby | CBL-001837 | 2 | SYN-AO-CHARM | SYN-AO-TB | yes | yes | yes | loop_checked
SIG-003674 | AI | Tank level 03675 | G-0174 | AREA-03 | RED-000919 | B | duty | CBL-001838 | 1 | SYN-AI-CHARM | SYN-AI-TB | yes | no | no | wired
SIG-003675 | AI | Flow rate 03676 | G-0175 | AREA-04 |  |  | standby | CBL-001838 | 2 | SYN-AI-CHARM | SYN-AI-TB | yes | no | no | unwired
SIG-003676 | AI | Process temperature 03677 | G-0176 | AREA-05 | RED-000920 | A | duty | CBL-001839 | 1 | SYN-AI-CHARM | SYN-AI-TB | yes | no | no | unwired
SIG-003677 | AI | Suction pressure 03678 | G-0177 | AREA-06 |  |  | standby | CBL-001839 | 2 | SYN-AI-CHARM | SYN-AI-TB | yes | no | no | unwired
SIG-003678 | DO | Motor start command 03679 | G-0178 | AREA-07 | RED-000920 | B | duty | CBL-001840 | 1 | SYN-DO-CHARM | SYN-DO-TB | no | yes | no | wired
SIG-003679 | DO | Solenoid command 03680 | G-0179 | AREA-08 |  |  | standby | CBL-001840 | 2 | SYN-DO-CHARM | SYN-DO-TB | no | yes | no | loop_checked
SIG-003680 | AO | Pressure setpoint 03681 | G-0180 | AREA-01 | RED-000921 | A | duty | CBL-001841 | 1 | SYN-AO-CHARM | SYN-AO-TB | yes | yes | yes | loop_checked
SIG-003681 | AO | Control valve demand 03682 | G-0181 | AREA-02 |  |  | standby | CBL-001841 | 2 | SYN-AO-CHARM | SYN-AO-TB | yes | yes | yes | wired
SIG-003682 | DI | Valve open limit 03683 | G-0182 | AREA-03 | RED-000921 | B | duty | CBL-001842 | 1 | SYN-DI-CHARM | SYN-DI-TB | no | no | no | unwired
SIG-003683 | DI | High level switch 03684 | G-0183 | AREA-04 |  |  | standby | CBL-001842 | 2 | SYN-DI-CHARM | SYN-DI-TB | no | no | no | unwired
SIG-003684 | DI | Motor running feedback 03685 | G-0184 | AREA-05 | RED-000922 | A | duty | CBL-001843 | 1 | SYN-DI-CHARM | SYN-DI-TB | no | no | no | unwired
SIG-003685 | DI | Valve open limit 03686 | G-0185 | AREA-06 |  |  | standby | CBL-001843 | 2 | SYN-DI-CHARM | SYN-DI-TB | no | no | no | wired
SIG-003686 | AO | Pressure setpoint 03687 | G-0186 | AREA-07 | RED-000922 | B | duty | CBL-001844 | 1 | SYN-AO-CHARM | SYN-AO-TB | yes | yes | yes | unwired
SIG-003687 | AO | Control valve demand 03688 | G-0187 | AREA-08 |  |  | standby | CBL-001844 | 2 | SYN-AO-CHARM | SYN-AO-TB | yes | yes | yes | wired
SIG-003688 | DI | Valve open limit 03689 | G-0188 | AREA-01 | RED-000923 | A | duty | CBL-001845 | 1 | SYN-DI-CHARM | SYN-DI-TB | no | no | no | loop_checked
SIG-003689 | DI | High level switch 03690 | G-0189 | AREA-02 |  |  | standby | CBL-001845 | 2 | SYN-DI-CHARM | SYN-DI-TB | no | no | no | fat_tested
SIG-003690 | DI | Motor running feedback 03691 | G-0190 | AREA-03 | RED-000923 | B | duty | CBL-001846 | 1 | SYN-DI-CHARM | SYN-DI-TB | no | no | no | unwired
SIG-003691 | DI | Valve open limit 03692 | G-0191 | AREA-04 |  |  | standby | CBL-001846 | 2 | SYN-DI-CHARM | SYN-DI-TB | no | no | no | wired
SIG-003692 | DI | High level switch 03693 | G-0192 | AREA-05 | RED-000924 | A | duty | CBL-001847 | 1 | SYN-DI-CHARM | SYN-DI-TB | no | no | no | wired
SIG-003693 | DI | Motor running feedback 03694 | G-0193 | AREA-06 |  |  | standby | CBL-001847 | 2 | SYN-DI-CHARM | SYN-DI-TB | no | no | no | unwired
SIG-003694 | DI | Valve open limit 03695 | G-0194 | AREA-07 | RED-000924 | B | duty | CBL-001848 | 1 | SYN-DI-CHARM | SYN-DI-TB | no | no | no | unwired
SIG-003695 | DI | High level switch 03696 | G-0195 | AREA-08 |  |  | standby | CBL-001848 | 2 | SYN-DI-CHARM | SYN-DI-TB | no | no | no | unwired
SIG-003696 | DI | Motor running feedback 03697 | G-0196 | AREA-01 | RED-000925 | A | duty | CBL-001849 | 1 | SYN-DI-CHARM | SYN-DI-TB | no | no | no | unwired
SIG-003697 | DI | Valve open limit 03698 | G-0197 | AREA-02 |  |  | standby | CBL-001849 | 2 | SYN-DI-CHARM | SYN-DI-TB | no | no | no | unwired
SIG-003698 | AI | Tank level 03699 | G-0198 | AREA-03 | RED-000925 | B | duty | CBL-001850 | 1 | SYN-AI-CHARM | SYN-AI-TB | yes | no | no | unwired
SIG-003699 | AI | Flow rate 03700 | G-0199 | AREA-04 |  |  | standby | CBL-001850 | 2 | SYN-AI-CHARM | SYN-AI-TB | yes | no | no | fat_tested
SIG-003700 | AI | Process temperature 03701 | G-0200 | AREA-05 | RED-000926 | A | duty | CBL-001851 | 1 | SYN-AI-CHARM | SYN-AI-TB | yes | no | no | unwired
SIG-003701 | AI | Suction pressure 03702 | G-0201 | AREA-06 |  |  | standby | CBL-001851 | 2 | SYN-AI-CHARM | SYN-AI-TB | yes | no | no | wired
SIG-003702 | DO | Motor start command 03703 | G-0202 | AREA-07 | RED-000926 | B | duty | CBL-001852 | 1 | SYN-DO-CHARM | SYN-DO-TB | no | yes | no | wired
SIG-003703 | DO | Solenoid command 03704 | G-0203 | AREA-08 |  |  | standby | CBL-001852 | 2 | SYN-DO-CHARM | SYN-DO-TB | no | yes | no | wired
SIG-003704 | DI | High level switch 03705 | G-0204 | AREA-01 | RED-000927 | A | duty | CBL-001853 | 1 | SYN-DI-CHARM | SYN-DI-TB | no | no | no | loop_checked
SIG-003705 | DI | Motor running feedback 03706 | G-0205 | AREA-02 |  |  | standby | CBL-001853 | 2 | SYN-DI-CHARM | SYN-DI-TB | no | no | no | unwired
SIG-003706 | AI | Tank level 03707 | G-0206 | AREA-03 | RED-000927 | B | duty | CBL-001854 | 1 | SYN-AI-CHARM | SYN-AI-TB | yes | no | no | unwired
SIG-003707 | AI | Flow rate 03708 | G-0207 | AREA-04 |  |  | standby | CBL-001854 | 2 | SYN-AI-CHARM | SYN-AI-TB | yes | no | no | wired
SIG-003708 | DI | Motor running feedback 03709 | G-0208 | AREA-05 | RED-000928 | A | duty | CBL-001855 | 1 | SYN-DI-CHARM | SYN-DI-TB | no | no | no | wired
SIG-003709 | DI | Valve open limit 03710 | G-0209 | AREA-06 |  |  | standby | CBL-001855 | 2 | SYN-DI-CHARM | SYN-DI-TB | no | no | no | fat_tested
SIG-003710 | DI | High level switch 03711 | G-0210 | AREA-07 | RED-000928 | B | duty | CBL-001856 | 1 | SYN-DI-CHARM | SYN-DI-TB | no | no | no | unwired
SIG-003711 | DI | Motor running feedback 03712 | G-0211 | AREA-08 |  |  | standby | CBL-001856 | 2 | SYN-DI-CHARM | SYN-DI-TB | no | no | no | unwired
SIG-003712 | DI | Valve open limit 03713 | G-0212 | AREA-01 | RED-000929 | A | duty | CBL-001857 | 1 | SYN-DI-CHARM | SYN-DI-TB | no | no | no | loop_checked
SIG-003713 | DI | High level switch 03714 | G-0213 | AREA-02 |  |  | standby | CBL-001857 | 2 | SYN-DI-CHARM | SYN-DI-TB | no | no | no | wired
SIG-003714 | DI | Motor running feedback 03715 | G-0214 | AREA-03 | RED-000929 | B | duty | CBL-001858 | 1 | SYN-DI-CHARM | SYN-DI-TB | no | no | no | unwired
SIG-003715 | DI | Valve open limit 03716 | G-0215 | AREA-04 |  |  | standby | CBL-001858 | 2 | SYN-DI-CHARM | SYN-DI-TB | no | no | no | wired
SIG-003716 | AI | Process temperature 03717 | G-0216 | AREA-05 | RED-000930 | A | duty | CBL-001859 | 1 | SYN-AI-CHARM | SYN-AI-TB | yes | no | no | wired
SIG-003717 | AI | Suction pressure 03718 | G-0217 | AREA-06 |  |  | standby | CBL-001859 | 2 | SYN-AI-CHARM | SYN-AI-TB | yes | no | no | unwired
SIG-003718 | DI | Valve open limit 03719 | G-0218 | AREA-07 | RED-000930 | B | duty | CBL-001860 | 1 | SYN-DI-CHARM | SYN-DI-TB | no | no | no | unwired
SIG-003719 | DI | High level switch 03720 | G-0219 | AREA-08 |  |  | standby | CBL-001860 | 2 | SYN-DI-CHARM | SYN-DI-TB | no | no | no | loop_checked
SIG-003720 | DI | Motor running feedback 03721 | G-0220 | AREA-01 | RED-000931 | A | duty | CBL-001861 | 1 | SYN-DI-CHARM | SYN-DI-TB | no | no | no | wired
SIG-003721 | DI | Valve open limit 03722 | G-0221 | AREA-02 |  |  | standby | CBL-001861 | 2 | SYN-DI-CHARM | SYN-DI-TB | no | no | no | unwired
SIG-003722 | DO | Alarm reset output 03723 | G-0222 | AREA-03 | RED-000931 | B | duty | CBL-001862 | 1 | SYN-DO-CHARM | SYN-DO-TB | no | yes | no | unwired
SIG-003723 | DO | Motor start command 03724 | G-0223 | AREA-04 |  |  | standby | CBL-001862 | 2 | SYN-DO-CHARM | SYN-DO-TB | no | yes | no | unwired
SIG-003724 | AI | Process temperature 03725 | G-0224 | AREA-05 | RED-000932 | A | duty | CBL-001863 | 1 | SYN-AI-CHARM | SYN-AI-TB | yes | no | no | unwired
SIG-003725 | AI | Suction pressure 03726 | G-0225 | AREA-06 |  |  | standby | CBL-001863 | 2 | SYN-AI-CHARM | SYN-AI-TB | yes | no | no | wired
SIG-003726 | DI | Motor running feedback 03727 | G-0226 | AREA-07 | RED-000932 | B | duty | CBL-001864 | 1 | SYN-DI-CHARM | SYN-DI-TB | no | no | no | unwired
SIG-003727 | DI | Valve open limit 03728 | G-0227 | AREA-08 |  |  | standby | CBL-001864 | 2 | SYN-DI-CHARM | SYN-DI-TB | no | no | no | wired
SIG-003728 | DI | High level switch 03729 | G-0228 | AREA-01 | RED-000933 | A | duty | CBL-001865 | 1 | SYN-DI-CHARM | SYN-DI-TB | no | no | no | unwired
SIG-003729 | DI | Motor running feedback 03730 | G-0229 | AREA-02 |  |  | standby | CBL-001865 | 2 | SYN-DI-CHARM | SYN-DI-TB | no | no | no | unwired
SIG-003730 | DI | Valve open limit 03731 | G-0230 | AREA-03 | RED-000933 | B | duty | CBL-001866 | 1 | SYN-DI-CHARM | SYN-DI-TB | no | no | no | wired
SIG-003731 | DI | High level switch 03732 | G-0231 | AREA-04 |  |  | standby | CBL-001866 | 2 | SYN-DI-CHARM | SYN-DI-TB | no | no | no | unwired
SIG-003732 | AO | Control valve demand 03733 | G-0232 | AREA-05 | RED-000934 | A | duty | CBL-001867 | 1 | SYN-AO-CHARM | SYN-AO-TB | yes | yes | yes | loop_checked
SIG-003733 | AO | Speed reference 03734 | G-0233 | AREA-06 |  |  | standby | CBL-001867 | 2 | SYN-AO-CHARM | SYN-AO-TB | yes | yes | yes | unwired
SIG-003734 | AI | Tank level 03735 | G-0234 | AREA-07 | RED-000934 | B | duty | CBL-001868 | 1 | SYN-AI-CHARM | SYN-AI-TB | yes | no | no | fat_tested
SIG-003735 | AI | Flow rate 03736 | G-0235 | AREA-08 |  |  | standby | CBL-001868 | 2 | SYN-AI-CHARM | SYN-AI-TB | yes | no | no | wired
SIG-003736 | DI | Valve open limit 03737 | G-0236 | AREA-01 | RED-000935 | A | duty | CBL-001869 | 1 | SYN-DI-CHARM | SYN-DI-TB | no | no | no | unwired
SIG-003737 | DI | High level switch 03738 | G-0237 | AREA-02 |  |  | standby | CBL-001869 | 2 | SYN-DI-CHARM | SYN-DI-TB | no | no | no | unwired
SIG-003738 | DI | Motor running feedback 03739 | G-0238 | AREA-03 | RED-000935 | B | duty | CBL-001870 | 1 | SYN-DI-CHARM | SYN-DI-TB | no | no | no | unwired
SIG-003739 | DI | Valve open limit 03740 | G-0239 | AREA-04 |  |  | standby | CBL-001870 | 2 | SYN-DI-CHARM | SYN-DI-TB | no | no | no | wired
SIG-003740 | DO | Alarm reset output 03741 | G-0240 | AREA-05 | RED-000936 | A | duty | CBL-001871 | 1 | SYN-DO-CHARM | SYN-DO-TB | no | yes | no | fat_tested
SIG-003741 | DO | Motor start command 03742 | G-0241 | AREA-06 |  |  | standby | CBL-001871 | 2 | SYN-DO-CHARM | SYN-DO-TB | no | yes | no | unwired
SIG-003742 | DI | Valve open limit 03743 | G-0242 | AREA-07 | RED-000936 | B | duty | CBL-001872 | 1 | SYN-DI-CHARM | SYN-DI-TB | no | no | no | wired
SIG-003743 | DI | High level switch 03744 | G-0243 | AREA-08 |  |  | standby | CBL-001872 | 2 | SYN-DI-CHARM | SYN-DI-TB | no | no | no | unwired
SIG-003744 | DI | Motor running feedback 03745 | G-0244 | AREA-01 | RED-000937 | A | duty | CBL-001873 | 1 | SYN-DI-CHARM | SYN-DI-TB | no | no | no | wired
SIG-003745 | DI | Valve open limit 03746 | G-0245 | AREA-02 |  |  | standby | CBL-001873 | 2 | SYN-DI-CHARM | SYN-DI-TB | no | no | no | unwired
SIG-003746 | AI | Tank level 03747 | G-0246 | AREA-03 | RED-000937 | B | duty | CBL-001874 | 1 | SYN-AI-CHARM | SYN-AI-TB | yes | no | no | loop_checked
SIG-003747 | AI | Flow rate 03748 | G-0247 | AREA-04 |  |  | standby | CBL-001874 | 2 | SYN-AI-CHARM | SYN-AI-TB | yes | no | no | unwired
SIG-003748 | DI | Valve open limit 03749 | G-0248 | AREA-05 | RED-000938 | A | duty | CBL-001875 | 1 | SYN-DI-CHARM | SYN-DI-TB | no | no | no | loop_checked
SIG-003749 | DI | High level switch 03750 | G-0249 | AREA-06 |  |  | standby | CBL-001875 | 2 | SYN-DI-CHARM | SYN-DI-TB | no | no | no | unwired
SIG-003750 | AI | Tank level 03751 | G-0000 | AREA-07 | RED-000938 | B | duty | CBL-001876 | 1 | SYN-AI-CHARM | SYN-AI-TB | yes | no | no | unwired
SIG-003751 | AI | Flow rate 03752 | G-0001 | AREA-08 |  |  | standby | CBL-001876 | 2 | SYN-AI-CHARM | SYN-AI-TB | yes | no | no | unwired
SIG-003752 | AO | Pressure setpoint 03753 | G-0002 | AREA-01 | RED-000939 | A | duty | CBL-001877 | 1 | SYN-AO-CHARM | SYN-AO-TB | yes | yes | yes | wired
SIG-003753 | AO | Control valve demand 03754 | G-0003 | AREA-02 |  |  | standby | CBL-001877 | 2 | SYN-AO-CHARM | SYN-AO-TB | yes | yes | yes | loop_checked
SIG-003754 | DI | Valve open limit 03755 | G-0004 | AREA-03 | RED-000939 | B | duty | CBL-001878 | 1 | SYN-DI-CHARM | SYN-DI-TB | no | no | no | wired
SIG-003755 | DI | High level switch 03756 | G-0005 | AREA-04 |  |  | standby | CBL-001878 | 2 | SYN-DI-CHARM | SYN-DI-TB | no | no | no | unwired
SIG-003756 | AI | Process temperature 03757 | G-0006 | AREA-05 | RED-000940 | A | duty | CBL-001879 | 1 | SYN-AI-CHARM | SYN-AI-TB | yes | no | no | unwired
SIG-003757 | AI | Suction pressure 03758 | G-0007 | AREA-06 |  |  | standby | CBL-001879 | 2 | SYN-AI-CHARM | SYN-AI-TB | yes | no | no | unwired
SIG-003758 | AI | Tank level 03759 | G-0008 | AREA-07 | RED-000940 | B | duty | CBL-001880 | 1 | SYN-AI-CHARM | SYN-AI-TB | yes | no | no | unwired
SIG-003759 | AI | Flow rate 03760 | G-0009 | AREA-08 |  |  | standby | CBL-001880 | 2 | SYN-AI-CHARM | SYN-AI-TB | yes | no | no | unwired
SIG-003760 | DI | Valve open limit 03761 | G-0010 | AREA-01 | RED-000941 | A | duty | CBL-001881 | 1 | SYN-DI-CHARM | SYN-DI-TB | no | no | no | unwired
SIG-003761 | DI | High level switch 03762 | G-0011 | AREA-02 |  |  | standby | CBL-001881 | 2 | SYN-DI-CHARM | SYN-DI-TB | no | no | no | wired
SIG-003762 | AI | Tank level 03763 | G-0012 | AREA-03 | RED-000941 | B | duty | CBL-001882 | 1 | SYN-AI-CHARM | SYN-AI-TB | yes | no | no | unwired
SIG-003763 | AI | Flow rate 03764 | G-0013 | AREA-04 |  |  | standby | CBL-001882 | 2 | SYN-AI-CHARM | SYN-AI-TB | yes | no | no | unwired
SIG-003764 | DI | High level switch 03765 | G-0014 | AREA-05 | RED-000942 | A | duty | CBL-001883 | 1 | SYN-DI-CHARM | SYN-DI-TB | no | no | no | wired
SIG-003765 | DI | Motor running feedback 03766 | G-0015 | AREA-06 |  |  | standby | CBL-001883 | 2 | SYN-DI-CHARM | SYN-DI-TB | no | no | no | wired
SIG-003766 | DI | Valve open limit 03767 | G-0016 | AREA-07 | RED-000942 | B | duty | CBL-001884 | 1 | SYN-DI-CHARM | SYN-DI-TB | no | no | no | unwired
SIG-003767 | DI | High level switch 03768 | G-0017 | AREA-08 |  |  | standby | CBL-001884 | 2 | SYN-DI-CHARM | SYN-DI-TB | no | no | no | wired
SIG-003768 | DO | Motor start command 03769 | G-0018 | AREA-01 | RED-000943 | A | duty | CBL-001885 | 1 | SYN-DO-CHARM | SYN-DO-TB | no | yes | no | wired
SIG-003769 | DO | Solenoid command 03770 | G-0019 | AREA-02 |  |  | standby | CBL-001885 | 2 | SYN-DO-CHARM | SYN-DO-TB | no | yes | no | wired
SIG-003770 | DO | Alarm reset output 03771 | G-0020 | AREA-03 | RED-000943 | B | duty | CBL-001886 | 1 | SYN-DO-CHARM | SYN-DO-TB | no | yes | no | unwired
SIG-003771 | DO | Motor start command 03772 | G-0021 | AREA-04 |  |  | standby | CBL-001886 | 2 | SYN-DO-CHARM | SYN-DO-TB | no | yes | no | loop_checked
SIG-003772 | DI | Valve open limit 03773 | G-0022 | AREA-05 | RED-000944 | A | duty | CBL-001887 | 1 | SYN-DI-CHARM | SYN-DI-TB | no | no | no | unwired
SIG-003773 | DI | High level switch 03774 | G-0023 | AREA-06 |  |  | standby | CBL-001887 | 2 | SYN-DI-CHARM | SYN-DI-TB | no | no | no | unwired
SIG-003774 | DI | Motor running feedback 03775 | G-0024 | AREA-07 | RED-000944 | B | duty | CBL-001888 | 1 | SYN-DI-CHARM | SYN-DI-TB | no | no | no | unwired
SIG-003775 | DI | Valve open limit 03776 | G-0025 | AREA-08 |  |  | standby | CBL-001888 | 2 | SYN-DI-CHARM | SYN-DI-TB | no | no | no | wired
SIG-003776 | DI | High level switch 03777 | G-0026 | AREA-01 | RED-000945 | A | duty | CBL-001889 | 1 | SYN-DI-CHARM | SYN-DI-TB | no | no | no | wired
SIG-003777 | DI | Motor running feedback 03778 | G-0027 | AREA-02 |  |  | standby | CBL-001889 | 2 | SYN-DI-CHARM | SYN-DI-TB | no | no | no | fat_tested
SIG-003778 | DI | Valve open limit 03779 | G-0028 | AREA-03 | RED-000945 | B | duty | CBL-001890 | 1 | SYN-DI-CHARM | SYN-DI-TB | no | no | no | unwired
SIG-003779 | DI | High level switch 03780 | G-0029 | AREA-04 |  |  | standby | CBL-001890 | 2 | SYN-DI-CHARM | SYN-DI-TB | no | no | no | unwired
SIG-003780 | AI | Process temperature 03781 | G-0030 | AREA-05 | RED-000946 | A | duty | CBL-001891 | 1 | SYN-AI-CHARM | SYN-AI-TB | yes | no | no | unwired
SIG-003781 | AI | Suction pressure 03782 | G-0031 | AREA-06 |  |  | standby | CBL-001891 | 2 | SYN-AI-CHARM | SYN-AI-TB | yes | no | no | unwired
SIG-003782 | DO | Alarm reset output 03783 | G-0032 | AREA-07 | RED-000946 | B | duty | CBL-001892 | 1 | SYN-DO-CHARM | SYN-DO-TB | no | yes | no | unwired
SIG-003783 | DO | Motor start command 03784 | G-0033 | AREA-08 |  |  | standby | CBL-001892 | 2 | SYN-DO-CHARM | SYN-DO-TB | no | yes | no | unwired
SIG-003784 | AO | Speed reference 03785 | G-0034 | AREA-01 | RED-000947 | A | duty | CBL-001893 | 1 | SYN-AO-CHARM | SYN-AO-TB | yes | yes | yes | loop_checked
SIG-003785 | AO | Pressure setpoint 03786 | G-0035 | AREA-02 |  |  | standby | CBL-001893 | 2 | SYN-AO-CHARM | SYN-AO-TB | yes | yes | yes | fat_tested
SIG-003786 | DI | Motor running feedback 03787 | G-0036 | AREA-03 | RED-000947 | B | duty | CBL-001894 | 1 | SYN-DI-CHARM | SYN-DI-TB | no | no | no | wired
SIG-003787 | DI | Valve open limit 03788 | G-0037 | AREA-04 |  |  | standby | CBL-001894 | 2 | SYN-DI-CHARM | SYN-DI-TB | no | no | no | fat_tested
SIG-003788 | DO | Alarm reset output 03789 | G-0038 | AREA-05 | RED-000948 | A | duty | CBL-001895 | 1 | SYN-DO-CHARM | SYN-DO-TB | no | yes | no | unwired
SIG-003789 | DO | Motor start command 03790 | G-0039 | AREA-06 |  |  | standby | CBL-001895 | 2 | SYN-DO-CHARM | SYN-DO-TB | no | yes | no | unwired
SIG-003790 | DO | Solenoid command 03791 | G-0040 | AREA-07 | RED-000948 | B | duty | CBL-001896 | 1 | SYN-DO-CHARM | SYN-DO-TB | no | yes | no | loop_checked
SIG-003791 | DO | Alarm reset output 03792 | G-0041 | AREA-08 |  |  | standby | CBL-001896 | 2 | SYN-DO-CHARM | SYN-DO-TB | no | yes | no | unwired
SIG-003792 | DO | Motor start command 03793 | G-0042 | AREA-01 | RED-000949 | A | duty | CBL-001897 | 1 | SYN-DO-CHARM | SYN-DO-TB | no | yes | no | unwired
SIG-003793 | DO | Solenoid command 03794 | G-0043 | AREA-02 |  |  | standby | CBL-001897 | 2 | SYN-DO-CHARM | SYN-DO-TB | no | yes | no | unwired
SIG-003794 | AI | Tank level 03795 | G-0044 | AREA-03 | RED-000949 | B | duty | CBL-001898 | 1 | SYN-AI-CHARM | SYN-AI-TB | yes | no | no | unwired
SIG-003795 | AI | Flow rate 03796 | G-0045 | AREA-04 |  |  | standby | CBL-001898 | 2 | SYN-AI-CHARM | SYN-AI-TB | yes | no | no | unwired
SIG-003796 | DI | Valve open limit 03797 | G-0046 | AREA-05 | RED-000950 | A | duty | CBL-001899 | 1 | SYN-DI-CHARM | SYN-DI-TB | no | no | no | wired
SIG-003797 | DI | High level switch 03798 | G-0047 | AREA-06 |  |  | standby | CBL-001899 | 2 | SYN-DI-CHARM | SYN-DI-TB | no | no | no | wired
SIG-003798 | DO | Motor start command 03799 | G-0048 | AREA-07 | RED-000950 | B | duty | CBL-001900 | 1 | SYN-DO-CHARM | SYN-DO-TB | no | yes | no | unwired
SIG-003799 | DO | Solenoid command 03800 | G-0049 | AREA-08 |  |  | standby | CBL-001900 | 2 | SYN-DO-CHARM | SYN-DO-TB | no | yes | no | loop_checked
SIG-003800 | DI | High level switch 03801 | G-0050 | AREA-01 | RED-000951 | A | duty | CBL-001901 | 1 | SYN-DI-CHARM | SYN-DI-TB | no | no | no | unwired
SIG-003801 | DI | Motor running feedback 03802 | G-0051 | AREA-02 |  |  | standby | CBL-001901 | 2 | SYN-DI-CHARM | SYN-DI-TB | no | no | no | loop_checked
SIG-003802 | AI | Tank level 03803 | G-0052 | AREA-03 | RED-000951 | B | duty | CBL-001902 | 1 | SYN-AI-CHARM | SYN-AI-TB | yes | no | no | unwired
SIG-003803 | AI | Flow rate 03804 | G-0053 | AREA-04 |  |  | standby | CBL-001902 | 2 | SYN-AI-CHARM | SYN-AI-TB | yes | no | no | unwired
SIG-003804 | AI | Process temperature 03805 | G-0054 | AREA-05 | RED-000952 | A | duty | CBL-001903 | 1 | SYN-AI-CHARM | SYN-AI-TB | yes | no | no | loop_checked
SIG-003805 | AI | Suction pressure 03806 | G-0055 | AREA-06 |  |  | standby | CBL-001903 | 2 | SYN-AI-CHARM | SYN-AI-TB | yes | no | no | unwired
SIG-003806 | DI | High level switch 03807 | G-0056 | AREA-07 | RED-000952 | B | duty | CBL-001904 | 1 | SYN-DI-CHARM | SYN-DI-TB | no | no | no | unwired
SIG-003807 | DI | Motor running feedback 03808 | G-0057 | AREA-08 |  |  | standby | CBL-001904 | 2 | SYN-DI-CHARM | SYN-DI-TB | no | no | no | unwired
SIG-003808 | DI | Valve open limit 03809 | G-0058 | AREA-01 | RED-000953 | A | duty | CBL-001905 | 1 | SYN-DI-CHARM | SYN-DI-TB | no | no | no | wired
SIG-003809 | DI | High level switch 03810 | G-0059 | AREA-02 |  |  | standby | CBL-001905 | 2 | SYN-DI-CHARM | SYN-DI-TB | no | no | no | loop_checked
SIG-003810 | DI | Motor running feedback 03811 | G-0060 | AREA-03 | RED-000953 | B | duty | CBL-001906 | 1 | SYN-DI-CHARM | SYN-DI-TB | no | no | no | unwired
SIG-003811 | DI | Valve open limit 03812 | G-0061 | AREA-04 |  |  | standby | CBL-001906 | 2 | SYN-DI-CHARM | SYN-DI-TB | no | no | no | wired
SIG-003812 | AI | Process temperature 03813 | G-0062 | AREA-05 | RED-000954 | A | duty | CBL-001907 | 1 | SYN-AI-CHARM | SYN-AI-TB | yes | no | no | wired
SIG-003813 | AI | Suction pressure 03814 | G-0063 | AREA-06 |  |  | standby | CBL-001907 | 2 | SYN-AI-CHARM | SYN-AI-TB | yes | no | no | unwired
SIG-003814 | AI | Tank level 03815 | G-0064 | AREA-07 | RED-000954 | B | duty | CBL-001908 | 1 | SYN-AI-CHARM | SYN-AI-TB | yes | no | no | wired
SIG-003815 | AI | Flow rate 03816 | G-0065 | AREA-08 |  |  | standby | CBL-001908 | 2 | SYN-AI-CHARM | SYN-AI-TB | yes | no | no | wired
SIG-003816 | AI | Process temperature 03817 | G-0066 | AREA-01 | RED-000955 | A | duty | CBL-001909 | 1 | SYN-AI-CHARM | SYN-AI-TB | yes | no | no | unwired
SIG-003817 | AI | Suction pressure 03818 | G-0067 | AREA-02 |  |  | standby | CBL-001909 | 2 | SYN-AI-CHARM | SYN-AI-TB | yes | no | no | loop_checked
SIG-003818 | AO | Pressure setpoint 03819 | G-0068 | AREA-03 | RED-000955 | B | duty | CBL-001910 | 1 | SYN-AO-CHARM | SYN-AO-TB | yes | yes | yes | unwired
SIG-003819 | AO | Control valve demand 03820 | G-0069 | AREA-04 |  |  | standby | CBL-001910 | 2 | SYN-AO-CHARM | SYN-AO-TB | yes | yes | yes | unwired
SIG-003820 | DI | Valve open limit 03821 | G-0070 | AREA-05 | RED-000956 | A | duty | CBL-001911 | 1 | SYN-DI-CHARM | SYN-DI-TB | no | no | no | unwired
SIG-003821 | DI | High level switch 03822 | G-0071 | AREA-06 |  |  | standby | CBL-001911 | 2 | SYN-DI-CHARM | SYN-DI-TB | no | no | no | unwired
SIG-003822 | DI | Motor running feedback 03823 | G-0072 | AREA-07 | RED-000956 | B | duty | CBL-001912 | 1 | SYN-DI-CHARM | SYN-DI-TB | no | no | no | unwired
SIG-003823 | DI | Valve open limit 03824 | G-0073 | AREA-08 |  |  | standby | CBL-001912 | 2 | SYN-DI-CHARM | SYN-DI-TB | no | no | no | wired
SIG-003824 | DI | High level switch 03825 | G-0074 | AREA-01 | RED-000957 | A | duty | CBL-001913 | 1 | SYN-DI-CHARM | SYN-DI-TB | no | no | no | loop_checked
SIG-003825 | DI | Motor running feedback 03826 | G-0075 | AREA-02 |  |  | standby | CBL-001913 | 2 | SYN-DI-CHARM | SYN-DI-TB | no | no | no | loop_checked
SIG-003826 | DO | Solenoid command 03827 | G-0076 | AREA-03 | RED-000957 | B | duty | CBL-001914 | 1 | SYN-DO-CHARM | SYN-DO-TB | no | yes | no | unwired
SIG-003827 | DO | Alarm reset output 03828 | G-0077 | AREA-04 |  |  | standby | CBL-001914 | 2 | SYN-DO-CHARM | SYN-DO-TB | no | yes | no | unwired
SIG-003828 | AI | Process temperature 03829 | G-0078 | AREA-05 | RED-000958 | A | duty | CBL-001915 | 1 | SYN-AI-CHARM | SYN-AI-TB | yes | no | no | loop_checked
SIG-003829 | AI | Suction pressure 03830 | G-0079 | AREA-06 |  |  | standby | CBL-001915 | 2 | SYN-AI-CHARM | SYN-AI-TB | yes | no | no | unwired
SIG-003830 | DO | Alarm reset output 03831 | G-0080 | AREA-07 | RED-000958 | B | duty | CBL-001916 | 1 | SYN-DO-CHARM | SYN-DO-TB | no | yes | no | loop_checked
SIG-003831 | DO | Motor start command 03832 | G-0081 | AREA-08 |  |  | standby | CBL-001916 | 2 | SYN-DO-CHARM | SYN-DO-TB | no | yes | no | unwired
SIG-003832 | DI | Valve open limit 03833 | G-0082 | AREA-01 | RED-000959 | A | duty | CBL-001917 | 1 | SYN-DI-CHARM | SYN-DI-TB | no | no | no | wired
SIG-003833 | DI | High level switch 03834 | G-0083 | AREA-02 |  |  | standby | CBL-001917 | 2 | SYN-DI-CHARM | SYN-DI-TB | no | no | no | unwired
SIG-003834 | AO | Control valve demand 03835 | G-0084 | AREA-03 | RED-000959 | B | duty | CBL-001918 | 1 | SYN-AO-CHARM | SYN-AO-TB | yes | yes | yes | wired
SIG-003835 | AO | Speed reference 03836 | G-0085 | AREA-04 |  |  | standby | CBL-001918 | 2 | SYN-AO-CHARM | SYN-AO-TB | yes | yes | yes | unwired
SIG-003836 | AI | Process temperature 03837 | G-0086 | AREA-05 | RED-000960 | A | duty | CBL-001919 | 1 | SYN-AI-CHARM | SYN-AI-TB | yes | no | no | unwired
SIG-003837 | AI | Suction pressure 03838 | G-0087 | AREA-06 |  |  | standby | CBL-001919 | 2 | SYN-AI-CHARM | SYN-AI-TB | yes | no | no | wired
SIG-003838 | AI | Tank level 03839 | G-0088 | AREA-07 | RED-000960 | B | duty | CBL-001920 | 1 | SYN-AI-CHARM | SYN-AI-TB | yes | no | no | unwired
SIG-003839 | AI | Flow rate 03840 | G-0089 | AREA-08 |  |  | standby | CBL-001920 | 2 | SYN-AI-CHARM | SYN-AI-TB | yes | no | no | unwired
SIG-003840 | AI | Process temperature 03841 | G-0090 | AREA-01 | RED-000961 | A | duty | CBL-001921 | 1 | SYN-AI-CHARM | SYN-AI-TB | yes | no | no | unwired
SIG-003841 | AI | Suction pressure 03842 | G-0091 | AREA-02 |  |  | standby | CBL-001921 | 2 | SYN-AI-CHARM | SYN-AI-TB | yes | no | no | unwired
SIG-003842 | DI | High level switch 03843 | G-0092 | AREA-03 | RED-000961 | B | duty | CBL-001922 | 1 | SYN-DI-CHARM | SYN-DI-TB | no | no | no | loop_checked
SIG-003843 | DI | Motor running feedback 03844 | G-0093 | AREA-04 |  |  | standby | CBL-001922 | 2 | SYN-DI-CHARM | SYN-DI-TB | no | no | no | wired
SIG-003844 | DI | Valve open limit 03845 | G-0094 | AREA-05 | RED-000962 | A | duty | CBL-001923 | 1 | SYN-DI-CHARM | SYN-DI-TB | no | no | no | unwired
SIG-003845 | DI | High level switch 03846 | G-0095 | AREA-06 |  |  | standby | CBL-001923 | 2 | SYN-DI-CHARM | SYN-DI-TB | no | no | no | unwired
SIG-003846 | DO | Motor start command 03847 | G-0096 | AREA-07 | RED-000962 | B | duty | CBL-001924 | 1 | SYN-DO-CHARM | SYN-DO-TB | no | yes | no | unwired
SIG-003847 | DO | Solenoid command 03848 | G-0097 | AREA-08 |  |  | standby | CBL-001924 | 2 | SYN-DO-CHARM | SYN-DO-TB | no | yes | no | unwired
SIG-003848 | AI | Process temperature 03849 | G-0098 | AREA-01 | RED-000963 | A | duty | CBL-001925 | 1 | SYN-AI-CHARM | SYN-AI-TB | yes | no | no | unwired
SIG-003849 | AI | Suction pressure 03850 | G-0099 | AREA-02 |  |  | standby | CBL-001925 | 2 | SYN-AI-CHARM | SYN-AI-TB | yes | no | no | wired
SIG-003850 | DI | Valve open limit 03851 | G-0100 | AREA-03 | RED-000963 | B | duty | CBL-001926 | 1 | SYN-DI-CHARM | SYN-DI-TB | no | no | no | unwired
SIG-003851 | DI | High level switch 03852 | G-0101 | AREA-04 |  |  | standby | CBL-001926 | 2 | SYN-DI-CHARM | SYN-DI-TB | no | no | no | wired
SIG-003852 | AO | Control valve demand 03853 | G-0102 | AREA-05 | RED-000964 | A | duty | CBL-001927 | 1 | SYN-AO-CHARM | SYN-AO-TB | yes | yes | yes | unwired
SIG-003853 | AO | Speed reference 03854 | G-0103 | AREA-06 |  |  | standby | CBL-001927 | 2 | SYN-AO-CHARM | SYN-AO-TB | yes | yes | yes | unwired
SIG-003854 | DI | High level switch 03855 | G-0104 | AREA-07 | RED-000964 | B | duty | CBL-001928 | 1 | SYN-DI-CHARM | SYN-DI-TB | no | no | no | wired
SIG-003855 | DI | Motor running feedback 03856 | G-0105 | AREA-08 |  |  | standby | CBL-001928 | 2 | SYN-DI-CHARM | SYN-DI-TB | no | no | no | wired
SIG-003856 | DI | Valve open limit 03857 | G-0106 | AREA-01 | RED-000965 | A | duty | CBL-001929 | 1 | SYN-DI-CHARM | SYN-DI-TB | no | no | no | unwired
SIG-003857 | DI | High level switch 03858 | G-0107 | AREA-02 |  |  | standby | CBL-001929 | 2 | SYN-DI-CHARM | SYN-DI-TB | no | no | no | unwired
SIG-003858 | DI | Motor running feedback 03859 | G-0108 | AREA-03 | RED-000965 | B | duty | CBL-001930 | 1 | SYN-DI-CHARM | SYN-DI-TB | no | no | no | loop_checked
SIG-003859 | DI | Valve open limit 03860 | G-0109 | AREA-04 |  |  | standby | CBL-001930 | 2 | SYN-DI-CHARM | SYN-DI-TB | no | no | no | unwired
SIG-003860 | AI | Process temperature 03861 | G-0110 | AREA-05 | RED-000966 | A | duty | CBL-001931 | 1 | SYN-AI-CHARM | SYN-AI-TB | yes | no | no | unwired
SIG-003861 | AI | Suction pressure 03862 | G-0111 | AREA-06 |  |  | standby | CBL-001931 | 2 | SYN-AI-CHARM | SYN-AI-TB | yes | no | no | loop_checked
SIG-003862 | AI | Tank level 03863 | G-0112 | AREA-07 | RED-000966 | B | duty | CBL-001932 | 1 | SYN-AI-CHARM | SYN-AI-TB | yes | no | no | unwired
SIG-003863 | AI | Flow rate 03864 | G-0113 | AREA-08 |  |  | standby | CBL-001932 | 2 | SYN-AI-CHARM | SYN-AI-TB | yes | no | no | unwired
SIG-003864 | AI | Process temperature 03865 | G-0114 | AREA-01 | RED-000967 | A | duty | CBL-001933 | 1 | SYN-AI-CHARM | SYN-AI-TB | yes | no | no | wired
SIG-003865 | AI | Suction pressure 03866 | G-0115 | AREA-02 |  |  | standby | CBL-001933 | 2 | SYN-AI-CHARM | SYN-AI-TB | yes | no | no | unwired
SIG-003866 | AO | Pressure setpoint 03867 | G-0116 | AREA-03 | RED-000967 | B | duty | CBL-001934 | 1 | SYN-AO-CHARM | SYN-AO-TB | yes | yes | yes | loop_checked
SIG-003867 | AO | Control valve demand 03868 | G-0117 | AREA-04 |  |  | standby | CBL-001934 | 2 | SYN-AO-CHARM | SYN-AO-TB | yes | yes | yes | unwired
SIG-003868 | DI | Valve open limit 03869 | G-0118 | AREA-05 | RED-000968 | A | duty | CBL-001935 | 1 | SYN-DI-CHARM | SYN-DI-TB | no | no | no | unwired
SIG-003869 | DI | High level switch 03870 | G-0119 | AREA-06 |  |  | standby | CBL-001935 | 2 | SYN-DI-CHARM | SYN-DI-TB | no | no | no | unwired
SIG-003870 | AI | Tank level 03871 | G-0120 | AREA-07 | RED-000968 | B | duty | CBL-001936 | 1 | SYN-AI-CHARM | SYN-AI-TB | yes | no | no | wired
SIG-003871 | AI | Flow rate 03872 | G-0121 | AREA-08 |  |  | standby | CBL-001936 | 2 | SYN-AI-CHARM | SYN-AI-TB | yes | no | no | unwired
SIG-003872 | AO | Pressure setpoint 03873 | G-0122 | AREA-01 | RED-000969 | A | duty | CBL-001937 | 1 | SYN-AO-CHARM | SYN-AO-TB | yes | yes | yes | fat_tested
SIG-003873 | AO | Control valve demand 03874 | G-0123 | AREA-02 |  |  | standby | CBL-001937 | 2 | SYN-AO-CHARM | SYN-AO-TB | yes | yes | yes | unwired
SIG-003874 | DI | Valve open limit 03875 | G-0124 | AREA-03 | RED-000969 | B | duty | CBL-001938 | 1 | SYN-DI-CHARM | SYN-DI-TB | no | no | no | unwired
SIG-003875 | DI | High level switch 03876 | G-0125 | AREA-04 |  |  | standby | CBL-001938 | 2 | SYN-DI-CHARM | SYN-DI-TB | no | no | no | unwired
SIG-003876 | DO | Motor start command 03877 | G-0126 | AREA-05 | RED-000970 | A | duty | CBL-001939 | 1 | SYN-DO-CHARM | SYN-DO-TB | no | yes | no | loop_checked
SIG-003877 | DO | Solenoid command 03878 | G-0127 | AREA-06 |  |  | standby | CBL-001939 | 2 | SYN-DO-CHARM | SYN-DO-TB | no | yes | no | unwired
SIG-003878 | AI | Tank level 03879 | G-0128 | AREA-07 | RED-000970 | B | duty | CBL-001940 | 1 | SYN-AI-CHARM | SYN-AI-TB | yes | no | no | unwired
SIG-003879 | AI | Flow rate 03880 | G-0129 | AREA-08 |  |  | standby | CBL-001940 | 2 | SYN-AI-CHARM | SYN-AI-TB | yes | no | no | loop_checked
SIG-003880 | DI | Valve open limit 03881 | G-0130 | AREA-01 | RED-000971 | A | duty | CBL-001941 | 1 | SYN-DI-CHARM | SYN-DI-TB | no | no | no | fat_tested
SIG-003881 | DI | High level switch 03882 | G-0131 | AREA-02 |  |  | standby | CBL-001941 | 2 | SYN-DI-CHARM | SYN-DI-TB | no | no | no | unwired
SIG-003882 | AI | Tank level 03883 | G-0132 | AREA-03 | RED-000971 | B | duty | CBL-001942 | 1 | SYN-AI-CHARM | SYN-AI-TB | yes | no | no | unwired
SIG-003883 | AI | Flow rate 03884 | G-0133 | AREA-04 |  |  | standby | CBL-001942 | 2 | SYN-AI-CHARM | SYN-AI-TB | yes | no | no | wired
SIG-003884 | AO | Pressure setpoint 03885 | G-0134 | AREA-05 | RED-000972 | A | duty | CBL-001943 | 1 | SYN-AO-CHARM | SYN-AO-TB | yes | yes | yes | unwired
SIG-003885 | AO | Control valve demand 03886 | G-0135 | AREA-06 |  |  | standby | CBL-001943 | 2 | SYN-AO-CHARM | SYN-AO-TB | yes | yes | yes | wired
SIG-003886 | DI | Valve open limit 03887 | G-0136 | AREA-07 | RED-000972 | B | duty | CBL-001944 | 1 | SYN-DI-CHARM | SYN-DI-TB | no | no | no | unwired
SIG-003887 | DI | High level switch 03888 | G-0137 | AREA-08 |  |  | standby | CBL-001944 | 2 | SYN-DI-CHARM | SYN-DI-TB | no | no | no | unwired
SIG-003888 | AI | Process temperature 03889 | G-0138 | AREA-01 | RED-000973 | A | duty | CBL-001945 | 1 | SYN-AI-CHARM | SYN-AI-TB | yes | no | no | unwired
SIG-003889 | AI | Suction pressure 03890 | G-0139 | AREA-02 |  |  | standby | CBL-001945 | 2 | SYN-AI-CHARM | SYN-AI-TB | yes | no | no | unwired
SIG-003890 | AI | Tank level 03891 | G-0140 | AREA-03 | RED-000973 | B | duty | CBL-001946 | 1 | SYN-AI-CHARM | SYN-AI-TB | yes | no | no | unwired
SIG-003891 | AI | Flow rate 03892 | G-0141 | AREA-04 |  |  | standby | CBL-001946 | 2 | SYN-AI-CHARM | SYN-AI-TB | yes | no | no | wired
SIG-003892 | AO | Speed reference 03893 | G-0142 | AREA-05 | RED-000974 | A | duty | CBL-001947 | 1 | SYN-AO-CHARM | SYN-AO-TB | yes | yes | yes | unwired
SIG-003893 | AO | Pressure setpoint 03894 | G-0143 | AREA-06 |  |  | standby | CBL-001947 | 2 | SYN-AO-CHARM | SYN-AO-TB | yes | yes | yes | unwired
SIG-003894 | DI | Motor running feedback 03895 | G-0144 | AREA-07 | RED-000974 | B | duty | CBL-001948 | 1 | SYN-DI-CHARM | SYN-DI-TB | no | no | no | loop_checked
SIG-003895 | DI | Valve open limit 03896 | G-0145 | AREA-08 |  |  | standby | CBL-001948 | 2 | SYN-DI-CHARM | SYN-DI-TB | no | no | no | wired
SIG-003896 | AI | Process temperature 03897 | G-0146 | AREA-01 | RED-000975 | A | duty | CBL-001949 | 1 | SYN-AI-CHARM | SYN-AI-TB | yes | no | no | loop_checked
SIG-003897 | AI | Suction pressure 03898 | G-0147 | AREA-02 |  |  | standby | CBL-001949 | 2 | SYN-AI-CHARM | SYN-AI-TB | yes | no | no | unwired
SIG-003898 | DI | Valve open limit 03899 | G-0148 | AREA-03 | RED-000975 | B | duty | CBL-001950 | 1 | SYN-DI-CHARM | SYN-DI-TB | no | no | no | unwired
SIG-003899 | DI | High level switch 03900 | G-0149 | AREA-04 |  |  | standby | CBL-001950 | 2 | SYN-DI-CHARM | SYN-DI-TB | no | no | no | wired
SIG-003900 | AI | Process temperature 03901 | G-0150 | AREA-05 | RED-000976 | A | duty | CBL-001951 | 1 | SYN-AI-CHARM | SYN-AI-TB | yes | no | no | wired
SIG-003901 | AI | Suction pressure 03902 | G-0151 | AREA-06 |  |  | standby | CBL-001951 | 2 | SYN-AI-CHARM | SYN-AI-TB | yes | no | no | wired
SIG-003902 | AI | Tank level 03903 | G-0152 | AREA-07 | RED-000976 | B | duty | CBL-001952 | 1 | SYN-AI-CHARM | SYN-AI-TB | yes | no | no | unwired
SIG-003903 | AI | Flow rate 03904 | G-0153 | AREA-08 |  |  | standby | CBL-001952 | 2 | SYN-AI-CHARM | SYN-AI-TB | yes | no | no | loop_checked
SIG-003904 | DI | Valve open limit 03905 | G-0154 | AREA-01 | RED-000977 | A | duty | CBL-001953 | 1 | SYN-DI-CHARM | SYN-DI-TB | no | no | no | wired
SIG-003905 | DI | High level switch 03906 | G-0155 | AREA-02 |  |  | standby | CBL-001953 | 2 | SYN-DI-CHARM | SYN-DI-TB | no | no | no | unwired
SIG-003906 | DO | Motor start command 03907 | G-0156 | AREA-03 | RED-000977 | B | duty | CBL-001954 | 1 | SYN-DO-CHARM | SYN-DO-TB | no | yes | no | unwired
SIG-003907 | DO | Solenoid command 03908 | G-0157 | AREA-04 |  |  | standby | CBL-001954 | 2 | SYN-DO-CHARM | SYN-DO-TB | no | yes | no | unwired
SIG-003908 | DI | High level switch 03909 | G-0158 | AREA-05 | RED-000978 | A | duty | CBL-001955 | 1 | SYN-DI-CHARM | SYN-DI-TB | no | no | no | unwired
SIG-003909 | DI | Motor running feedback 03910 | G-0159 | AREA-06 |  |  | standby | CBL-001955 | 2 | SYN-DI-CHARM | SYN-DI-TB | no | no | no | unwired
SIG-003910 | DI | Valve open limit 03911 | G-0160 | AREA-07 | RED-000978 | B | duty | CBL-001956 | 1 | SYN-DI-CHARM | SYN-DI-TB | no | no | no | unwired
SIG-003911 | DI | High level switch 03912 | G-0161 | AREA-08 |  |  | standby | CBL-001956 | 2 | SYN-DI-CHARM | SYN-DI-TB | no | no | no | wired
SIG-003912 | DI | Motor running feedback 03913 | G-0162 | AREA-01 | RED-000979 | A | duty | CBL-001957 | 1 | SYN-DI-CHARM | SYN-DI-TB | no | no | no | loop_checked
SIG-003913 | DI | Valve open limit 03914 | G-0163 | AREA-02 |  |  | standby | CBL-001957 | 2 | SYN-DI-CHARM | SYN-DI-TB | no | no | no | loop_checked
SIG-003914 | DO | Alarm reset output 03915 | G-0164 | AREA-03 | RED-000979 | B | duty | CBL-001958 | 1 | SYN-DO-CHARM | SYN-DO-TB | no | yes | no | loop_checked
SIG-003915 | DO | Motor start command 03916 | G-0165 | AREA-04 |  |  | standby | CBL-001958 | 2 | SYN-DO-CHARM | SYN-DO-TB | no | yes | no | unwired
SIG-003916 | DO | Solenoid command 03917 | G-0166 | AREA-05 | RED-000980 | A | duty | CBL-001959 | 1 | SYN-DO-CHARM | SYN-DO-TB | no | yes | no | wired
SIG-003917 | DO | Alarm reset output 03918 | G-0167 | AREA-06 |  |  | standby | CBL-001959 | 2 | SYN-DO-CHARM | SYN-DO-TB | no | yes | no | wired
SIG-003918 | DI | Motor running feedback 03919 | G-0168 | AREA-07 | RED-000980 | B | duty | CBL-001960 | 1 | SYN-DI-CHARM | SYN-DI-TB | no | no | no | unwired
SIG-003919 | DI | Valve open limit 03920 | G-0169 | AREA-08 |  |  | standby | CBL-001960 | 2 | SYN-DI-CHARM | SYN-DI-TB | no | no | no | unwired
SIG-003920 | DI | High level switch 03921 | G-0170 | AREA-01 | RED-000981 | A | duty | CBL-001961 | 1 | SYN-DI-CHARM | SYN-DI-TB | no | no | no | unwired
SIG-003921 | DI | Motor running feedback 03922 | G-0171 | AREA-02 |  |  | standby | CBL-001961 | 2 | SYN-DI-CHARM | SYN-DI-TB | no | no | no | unwired
SIG-003922 | DI | Valve open limit 03923 | G-0172 | AREA-03 | RED-000981 | B | duty | CBL-001962 | 1 | SYN-DI-CHARM | SYN-DI-TB | no | no | no | unwired
SIG-003923 | DI | High level switch 03924 | G-0173 | AREA-04 |  |  | standby | CBL-001962 | 2 | SYN-DI-CHARM | SYN-DI-TB | no | no | no | wired
SIG-003924 | AO | Control valve demand 03925 | G-0174 | AREA-05 | RED-000982 | A | duty | CBL-001963 | 1 | SYN-AO-CHARM | SYN-AO-TB | yes | yes | yes | loop_checked
SIG-003925 | AO | Speed reference 03926 | G-0175 | AREA-06 |  |  | standby | CBL-001963 | 2 | SYN-AO-CHARM | SYN-AO-TB | yes | yes | yes | unwired
SIG-003926 | AI | Tank level 03927 | G-0176 | AREA-07 | RED-000982 | B | duty | CBL-001964 | 1 | SYN-AI-CHARM | SYN-AI-TB | yes | no | no | unwired
SIG-003927 | AI | Flow rate 03928 | G-0177 | AREA-08 |  |  | standby | CBL-001964 | 2 | SYN-AI-CHARM | SYN-AI-TB | yes | no | no | loop_checked
SIG-003928 | AI | Process temperature 03929 | G-0178 | AREA-01 | RED-000983 | A | duty | CBL-001965 | 1 | SYN-AI-CHARM | SYN-AI-TB | yes | no | no | loop_checked
SIG-003929 | AI | Suction pressure 03930 | G-0179 | AREA-02 |  |  | standby | CBL-001965 | 2 | SYN-AI-CHARM | SYN-AI-TB | yes | no | no | unwired
SIG-003930 | AI | Tank level 03931 | G-0180 | AREA-03 | RED-000983 | B | duty | CBL-001966 | 1 | SYN-AI-CHARM | SYN-AI-TB | yes | no | no | unwired
SIG-003931 | AI | Flow rate 03932 | G-0181 | AREA-04 |  |  | standby | CBL-001966 | 2 | SYN-AI-CHARM | SYN-AI-TB | yes | no | no | wired
SIG-003932 | DO | Alarm reset output 03933 | G-0182 | AREA-05 | RED-000984 | A | duty | CBL-001967 | 1 | SYN-DO-CHARM | SYN-DO-TB | no | yes | no | wired
SIG-003933 | DO | Motor start command 03934 | G-0183 | AREA-06 |  |  | standby | CBL-001967 | 2 | SYN-DO-CHARM | SYN-DO-TB | no | yes | no | unwired
SIG-003934 | DI | Valve open limit 03935 | G-0184 | AREA-07 | RED-000984 | B | duty | CBL-001968 | 1 | SYN-DI-CHARM | SYN-DI-TB | no | no | no | wired
SIG-003935 | DI | High level switch 03936 | G-0185 | AREA-08 |  |  | standby | CBL-001968 | 2 | SYN-DI-CHARM | SYN-DI-TB | no | no | no | wired
SIG-003936 | DI | Motor running feedback 03937 | G-0186 | AREA-01 | RED-000985 | A | duty | CBL-001969 | 1 | SYN-DI-CHARM | SYN-DI-TB | no | no | no | loop_checked
SIG-003937 | DI | Valve open limit 03938 | G-0187 | AREA-02 |  |  | standby | CBL-001969 | 2 | SYN-DI-CHARM | SYN-DI-TB | no | no | no | wired
SIG-003938 | DI | High level switch 03939 | G-0188 | AREA-03 | RED-000985 | B | duty | CBL-001970 | 1 | SYN-DI-CHARM | SYN-DI-TB | no | no | no | unwired
SIG-003939 | DI | Motor running feedback 03940 | G-0189 | AREA-04 |  |  | standby | CBL-001970 | 2 | SYN-DI-CHARM | SYN-DI-TB | no | no | no | loop_checked
SIG-003940 | AI | Process temperature 03941 | G-0190 | AREA-05 | RED-000986 | A | duty | CBL-001971 | 1 | SYN-AI-CHARM | SYN-AI-TB | yes | no | no | wired
SIG-003941 | AI | Suction pressure 03942 | G-0191 | AREA-06 |  |  | standby | CBL-001971 | 2 | SYN-AI-CHARM | SYN-AI-TB | yes | no | no | unwired
SIG-003942 | AI | Tank level 03943 | G-0192 | AREA-07 | RED-000986 | B | duty | CBL-001972 | 1 | SYN-AI-CHARM | SYN-AI-TB | yes | no | no | wired
SIG-003943 | AI | Flow rate 03944 | G-0193 | AREA-08 |  |  | standby | CBL-001972 | 2 | SYN-AI-CHARM | SYN-AI-TB | yes | no | no | unwired
SIG-003944 | AI | Process temperature 03945 | G-0194 | AREA-01 | RED-000987 | A | duty | CBL-001973 | 1 | SYN-AI-CHARM | SYN-AI-TB | yes | no | no | unwired
SIG-003945 | AI | Suction pressure 03946 | G-0195 | AREA-02 |  |  | standby | CBL-001973 | 2 | SYN-AI-CHARM | SYN-AI-TB | yes | no | no | unwired
SIG-003946 | AI | Tank level 03947 | G-0196 | AREA-03 | RED-000987 | B | duty | CBL-001974 | 1 | SYN-AI-CHARM | SYN-AI-TB | yes | no | no | unwired
SIG-003947 | AI | Flow rate 03948 | G-0197 | AREA-04 |  |  | standby | CBL-001974 | 2 | SYN-AI-CHARM | SYN-AI-TB | yes | no | no | unwired
SIG-003948 | AI | Process temperature 03949 | G-0198 | AREA-05 | RED-000988 | A | duty | CBL-001975 | 1 | SYN-AI-CHARM | SYN-AI-TB | yes | no | no | unwired
SIG-003949 | AI | Suction pressure 03950 | G-0199 | AREA-06 |  |  | standby | CBL-001975 | 2 | SYN-AI-CHARM | SYN-AI-TB | yes | no | no | unwired
SIG-003950 | AO | Pressure setpoint 03951 | G-0200 | AREA-07 | RED-000988 | B | duty | CBL-001976 | 1 | SYN-AO-CHARM | SYN-AO-TB | yes | yes | yes | loop_checked
SIG-003951 | AO | Control valve demand 03952 | G-0201 | AREA-08 |  |  | standby | CBL-001976 | 2 | SYN-AO-CHARM | SYN-AO-TB | yes | yes | yes | wired
SIG-003952 | AI | Process temperature 03953 | G-0202 | AREA-01 | RED-000989 | A | duty | CBL-001977 | 1 | SYN-AI-CHARM | SYN-AI-TB | yes | no | no | unwired
SIG-003953 | AI | Suction pressure 03954 | G-0203 | AREA-02 |  |  | standby | CBL-001977 | 2 | SYN-AI-CHARM | SYN-AI-TB | yes | no | no | loop_checked
SIG-003954 | DI | Motor running feedback 03955 | G-0204 | AREA-03 | RED-000989 | B | duty | CBL-001978 | 1 | SYN-DI-CHARM | SYN-DI-TB | no | no | no | fat_tested
SIG-003955 | DI | Valve open limit 03956 | G-0205 | AREA-04 |  |  | standby | CBL-001978 | 2 | SYN-DI-CHARM | SYN-DI-TB | no | no | no | unwired
SIG-003956 | DO | Alarm reset output 03957 | G-0206 | AREA-05 | RED-000990 | A | duty | CBL-001979 | 1 | SYN-DO-CHARM | SYN-DO-TB | no | yes | no | unwired
SIG-003957 | DO | Motor start command 03958 | G-0207 | AREA-06 |  |  | standby | CBL-001979 | 2 | SYN-DO-CHARM | SYN-DO-TB | no | yes | no | unwired
SIG-003958 | DO | Solenoid command 03959 | G-0208 | AREA-07 | RED-000990 | B | duty | CBL-001980 | 1 | SYN-DO-CHARM | SYN-DO-TB | no | yes | no | unwired
SIG-003959 | DO | Alarm reset output 03960 | G-0209 | AREA-08 |  |  | standby | CBL-001980 | 2 | SYN-DO-CHARM | SYN-DO-TB | no | yes | no | unwired
SIG-003960 | AI | Process temperature 03961 | G-0210 | AREA-01 | RED-000991 | A | duty | CBL-001981 | 1 | SYN-AI-CHARM | SYN-AI-TB | yes | no | no | wired
SIG-003961 | AI | Suction pressure 03962 | G-0211 | AREA-02 |  |  | standby | CBL-001981 | 2 | SYN-AI-CHARM | SYN-AI-TB | yes | no | no | wired
SIG-003962 | DI | High level switch 03963 | G-0212 | AREA-03 | RED-000991 | B | duty | CBL-001982 | 1 | SYN-DI-CHARM | SYN-DI-TB | no | no | no | unwired
SIG-003963 | DI | Motor running feedback 03964 | G-0213 | AREA-04 |  |  | standby | CBL-001982 | 2 | SYN-DI-CHARM | SYN-DI-TB | no | no | no | fat_tested
SIG-003964 | AI | Process temperature 03965 | G-0214 | AREA-05 | RED-000992 | A | duty | CBL-001983 | 1 | SYN-AI-CHARM | SYN-AI-TB | yes | no | no | loop_checked
SIG-003965 | AI | Suction pressure 03966 | G-0215 | AREA-06 |  |  | standby | CBL-001983 | 2 | SYN-AI-CHARM | SYN-AI-TB | yes | no | no | unwired
SIG-003966 | AI | Tank level 03967 | G-0216 | AREA-07 | RED-000992 | B | duty | CBL-001984 | 1 | SYN-AI-CHARM | SYN-AI-TB | yes | no | no | unwired
SIG-003967 | AI | Flow rate 03968 | G-0217 | AREA-08 |  |  | standby | CBL-001984 | 2 | SYN-AI-CHARM | SYN-AI-TB | yes | no | no | wired
SIG-003968 | DI | High level switch 03969 | G-0218 | AREA-01 | RED-000993 | A | duty | CBL-001985 | 1 | SYN-DI-CHARM | SYN-DI-TB | no | no | no | unwired
SIG-003969 | DI | Motor running feedback 03970 | G-0219 | AREA-02 |  |  | standby | CBL-001985 | 2 | SYN-DI-CHARM | SYN-DI-TB | no | no | no | wired
SIG-003970 | DI | Valve open limit 03971 | G-0220 | AREA-03 | RED-000993 | B | duty | CBL-001986 | 1 | SYN-DI-CHARM | SYN-DI-TB | no | no | no | unwired
SIG-003971 | DI | High level switch 03972 | G-0221 | AREA-04 |  |  | standby | CBL-001986 | 2 | SYN-DI-CHARM | SYN-DI-TB | no | no | no | unwired
SIG-003972 | AI | Process temperature 03973 | G-0222 | AREA-05 | RED-000994 | A | duty | CBL-001987 | 1 | SYN-AI-CHARM | SYN-AI-TB | yes | no | no | unwired
SIG-003973 | AI | Suction pressure 03974 | G-0223 | AREA-06 |  |  | standby | CBL-001987 | 2 | SYN-AI-CHARM | SYN-AI-TB | yes | no | no | wired
SIG-003974 | DI | High level switch 03975 | G-0224 | AREA-07 | RED-000994 | B | duty | CBL-001988 | 1 | SYN-DI-CHARM | SYN-DI-TB | no | no | no | unwired
SIG-003975 | DI | Motor running feedback 03976 | G-0225 | AREA-08 |  |  | standby | CBL-001988 | 2 | SYN-DI-CHARM | SYN-DI-TB | no | no | no | unwired
SIG-003976 | DO | Solenoid command 03977 | G-0226 | AREA-01 | RED-000995 | A | duty | CBL-001989 | 1 | SYN-DO-CHARM | SYN-DO-TB | no | yes | no | wired
SIG-003977 | DO | Alarm reset output 03978 | G-0227 | AREA-02 |  |  | standby | CBL-001989 | 2 | SYN-DO-CHARM | SYN-DO-TB | no | yes | no | wired
SIG-003978 | AO | Control valve demand 03979 | G-0228 | AREA-03 | RED-000995 | B | duty | CBL-001990 | 1 | SYN-AO-CHARM | SYN-AO-TB | yes | yes | yes | unwired
SIG-003979 | AO | Speed reference 03980 | G-0229 | AREA-04 |  |  | standby | CBL-001990 | 2 | SYN-AO-CHARM | SYN-AO-TB | yes | yes | yes | unwired
SIG-003980 | AO | Pressure setpoint 03981 | G-0230 | AREA-05 | RED-000996 | A | duty | CBL-001991 | 1 | SYN-AO-CHARM | SYN-AO-TB | yes | yes | yes | unwired
SIG-003981 | AO | Control valve demand 03982 | G-0231 | AREA-06 |  |  | standby | CBL-001991 | 2 | SYN-AO-CHARM | SYN-AO-TB | yes | yes | yes | fat_tested
SIG-003982 | DI | Valve open limit 03983 | G-0232 | AREA-07 | RED-000996 | B | duty | CBL-001992 | 1 | SYN-DI-CHARM | SYN-DI-TB | no | no | no | unwired
SIG-003983 | DI | High level switch 03984 | G-0233 | AREA-08 |  |  | standby | CBL-001992 | 2 | SYN-DI-CHARM | SYN-DI-TB | no | no | no | fat_tested
SIG-003984 | AI | Process temperature 03985 | G-0234 | AREA-01 | RED-000997 | A | duty | CBL-001993 | 1 | SYN-AI-CHARM | SYN-AI-TB | yes | no | no | loop_checked
SIG-003985 | AI | Suction pressure 03986 | G-0235 | AREA-02 |  |  | standby | CBL-001993 | 2 | SYN-AI-CHARM | SYN-AI-TB | yes | no | no | unwired
SIG-003986 | DI | High level switch 03987 | G-0236 | AREA-03 | RED-000997 | B | duty | CBL-001994 | 1 | SYN-DI-CHARM | SYN-DI-TB | no | no | no | loop_checked
SIG-003987 | DI | Motor running feedback 03988 | G-0237 | AREA-04 |  |  | standby | CBL-001994 | 2 | SYN-DI-CHARM | SYN-DI-TB | no | no | no | unwired
SIG-003988 | AI | Process temperature 03989 | G-0238 | AREA-05 | RED-000998 | A | duty | CBL-001995 | 1 | SYN-AI-CHARM | SYN-AI-TB | yes | no | no | unwired
SIG-003989 | AI | Suction pressure 03990 | G-0239 | AREA-06 |  |  | standby | CBL-001995 | 2 | SYN-AI-CHARM | SYN-AI-TB | yes | no | no | wired
SIG-003990 | AI | Tank level 03991 | G-0240 | AREA-07 | RED-000998 | B | duty | CBL-001996 | 1 | SYN-AI-CHARM | SYN-AI-TB | yes | no | no | unwired
SIG-003991 | AI | Flow rate 03992 | G-0241 | AREA-08 |  |  | standby | CBL-001996 | 2 | SYN-AI-CHARM | SYN-AI-TB | yes | no | no | unwired
SIG-003992 | AI | Process temperature 03993 | G-0242 | AREA-01 | RED-000999 | A | duty | CBL-001997 | 1 | SYN-AI-CHARM | SYN-AI-TB | yes | no | no | unwired
SIG-003993 | AI | Suction pressure 03994 | G-0243 | AREA-02 |  |  | standby | CBL-001997 | 2 | SYN-AI-CHARM | SYN-AI-TB | yes | no | no | unwired
SIG-003994 | DI | Valve open limit 03995 | G-0244 | AREA-03 | RED-000999 | B | duty | CBL-001998 | 1 | SYN-DI-CHARM | SYN-DI-TB | no | no | no | unwired
SIG-003995 | DI | High level switch 03996 | G-0245 | AREA-04 |  |  | standby | CBL-001998 | 2 | SYN-DI-CHARM | SYN-DI-TB | no | no | no | unwired
SIG-003996 | DO | Motor start command 03997 | G-0246 | AREA-05 | RED-001000 | A | duty | CBL-001999 | 1 | SYN-DO-CHARM | SYN-DO-TB | no | yes | no | unwired
SIG-003997 | DO | Solenoid command 03998 | G-0247 | AREA-06 |  |  | standby | CBL-001999 | 2 | SYN-DO-CHARM | SYN-DO-TB | no | yes | no | unwired
SIG-003998 | AI | Tank level 03999 | G-0248 | AREA-07 | RED-001000 | B | duty | CBL-002000 | 1 | SYN-AI-CHARM | SYN-AI-TB | yes | no | no | loop_checked
SIG-003999 | AI | Flow rate 04000 | G-0249 | AREA-08 |  |  | standby | CBL-002000 | 2 | SYN-AI-CHARM | SYN-AI-TB | yes | no | no | unwired
SIG-004000 | AO | Speed reference 04001 | G-0000 | AREA-01 | RED-001001 | A | duty | CBL-002001 | 1 | SYN-AO-CHARM | SYN-AO-TB | yes | yes | yes | unwired
SIG-004001 | AO | Pressure setpoint 04002 | G-0001 | AREA-02 |  |  | standby | CBL-002001 | 2 | SYN-AO-CHARM | SYN-AO-TB | yes | yes | yes | loop_checked
SIG-004002 | DO | Motor start command 04003 | G-0002 | AREA-03 | RED-001001 | B | duty | CBL-002002 | 1 | SYN-DO-CHARM | SYN-DO-TB | no | yes | no | unwired
SIG-004003 | DO | Solenoid command 04004 | G-0003 | AREA-04 |  |  | standby | CBL-002002 | 2 | SYN-DO-CHARM | SYN-DO-TB | no | yes | no | unwired
SIG-004004 | DI | High level switch 04005 | G-0004 | AREA-05 | RED-001002 | A | duty | CBL-002003 | 1 | SYN-DI-CHARM | SYN-DI-TB | no | no | no | unwired
SIG-004005 | DI | Motor running feedback 04006 | G-0005 | AREA-06 |  |  | standby | CBL-002003 | 2 | SYN-DI-CHARM | SYN-DI-TB | no | no | no | unwired
SIG-004006 | AO | Speed reference 04007 | G-0006 | AREA-07 | RED-001002 | B | duty | CBL-002004 | 1 | SYN-AO-CHARM | SYN-AO-TB | yes | yes | yes | wired
SIG-004007 | AO | Pressure setpoint 04008 | G-0007 | AREA-08 |  |  | standby | CBL-002004 | 2 | SYN-AO-CHARM | SYN-AO-TB | yes | yes | yes | loop_checked
SIG-004008 | DI | Motor running feedback 04009 | G-0008 | AREA-01 | RED-001003 | A | duty | CBL-002005 | 1 | SYN-DI-CHARM | SYN-DI-TB | no | no | no | unwired
SIG-004009 | DI | Valve open limit 04010 | G-0009 | AREA-02 |  |  | standby | CBL-002005 | 2 | SYN-DI-CHARM | SYN-DI-TB | no | no | no | unwired
SIG-004010 | DI | High level switch 04011 | G-0010 | AREA-03 | RED-001003 | B | duty | CBL-002006 | 1 | SYN-DI-CHARM | SYN-DI-TB | no | no | no | loop_checked
SIG-004011 | DI | Motor running feedback 04012 | G-0011 | AREA-04 |  |  | standby | CBL-002006 | 2 | SYN-DI-CHARM | SYN-DI-TB | no | no | no | unwired
SIG-004012 | DI | Valve open limit 04013 | G-0012 | AREA-05 | RED-001004 | A | duty | CBL-002007 | 1 | SYN-DI-CHARM | SYN-DI-TB | no | no | no | wired
SIG-004013 | DI | High level switch 04014 | G-0013 | AREA-06 |  |  | standby | CBL-002007 | 2 | SYN-DI-CHARM | SYN-DI-TB | no | no | no | loop_checked
SIG-004014 | AI | Tank level 04015 | G-0014 | AREA-07 | RED-001004 | B | duty | CBL-002008 | 1 | SYN-AI-CHARM | SYN-AI-TB | yes | no | no | fat_tested
SIG-004015 | AI | Flow rate 04016 | G-0015 | AREA-08 |  |  | standby | CBL-002008 | 2 | SYN-AI-CHARM | SYN-AI-TB | yes | no | no | loop_checked
SIG-004016 | DI | High level switch 04017 | G-0016 | AREA-01 | RED-001005 | A | duty | CBL-002009 | 1 | SYN-DI-CHARM | SYN-DI-TB | no | no | no | loop_checked
SIG-004017 | DI | Motor running feedback 04018 | G-0017 | AREA-02 |  |  | standby | CBL-002009 | 2 | SYN-DI-CHARM | SYN-DI-TB | no | no | no | wired
SIG-004018 | DI | Valve open limit 04019 | G-0018 | AREA-03 | RED-001005 | B | duty | CBL-002010 | 1 | SYN-DI-CHARM | SYN-DI-TB | no | no | no | unwired
SIG-004019 | DI | High level switch 04020 | G-0019 | AREA-04 |  |  | standby | CBL-002010 | 2 | SYN-DI-CHARM | SYN-DI-TB | no | no | no | wired
SIG-004020 | AO | Control valve demand 04021 | G-0020 | AREA-05 | RED-001006 | A | duty | CBL-002011 | 1 | SYN-AO-CHARM | SYN-AO-TB | yes | yes | yes | unwired
SIG-004021 | AO | Speed reference 04022 | G-0021 | AREA-06 |  |  | standby | CBL-002011 | 2 | SYN-AO-CHARM | SYN-AO-TB | yes | yes | yes | wired
SIG-004022 | AI | Tank level 04023 | G-0022 | AREA-07 | RED-001006 | B | duty | CBL-002012 | 1 | SYN-AI-CHARM | SYN-AI-TB | yes | no | no | unwired
SIG-004023 | AI | Flow rate 04024 | G-0023 | AREA-08 |  |  | standby | CBL-002012 | 2 | SYN-AI-CHARM | SYN-AI-TB | yes | no | no | unwired
SIG-004024 | AO | Speed reference 04025 | G-0024 | AREA-01 | RED-001007 | A | duty | CBL-002013 | 1 | SYN-AO-CHARM | SYN-AO-TB | yes | yes | yes | wired
SIG-004025 | AO | Pressure setpoint 04026 | G-0025 | AREA-02 |  |  | standby | CBL-002013 | 2 | SYN-AO-CHARM | SYN-AO-TB | yes | yes | yes | wired
SIG-004026 | AI | Tank level 04027 | G-0026 | AREA-03 | RED-001007 | B | duty | CBL-002014 | 1 | SYN-AI-CHARM | SYN-AI-TB | yes | no | no | unwired
SIG-004027 | AI | Flow rate 04028 | G-0027 | AREA-04 |  |  | standby | CBL-002014 | 2 | SYN-AI-CHARM | SYN-AI-TB | yes | no | no | unwired
SIG-004028 | DI | High level switch 04029 | G-0028 | AREA-05 | RED-001008 | A | duty | CBL-002015 | 1 | SYN-DI-CHARM | SYN-DI-TB | no | no | no | unwired
SIG-004029 | DI | Motor running feedback 04030 | G-0029 | AREA-06 |  |  | standby | CBL-002015 | 2 | SYN-DI-CHARM | SYN-DI-TB | no | no | no | unwired
SIG-004030 | DI | Valve open limit 04031 | G-0030 | AREA-07 | RED-001008 | B | duty | CBL-002016 | 1 | SYN-DI-CHARM | SYN-DI-TB | no | no | no | unwired
SIG-004031 | DI | High level switch 04032 | G-0031 | AREA-08 |  |  | standby | CBL-002016 | 2 | SYN-DI-CHARM | SYN-DI-TB | no | no | no | unwired
SIG-004032 | AI | Process temperature 04033 | G-0032 | AREA-01 | RED-001009 | A | duty | CBL-002017 | 1 | SYN-AI-CHARM | SYN-AI-TB | yes | no | no | wired
SIG-004033 | AI | Suction pressure 04034 | G-0033 | AREA-02 |  |  | standby | CBL-002017 | 2 | SYN-AI-CHARM | SYN-AI-TB | yes | no | no | unwired
SIG-004034 | AI | Tank level 04035 | G-0034 | AREA-03 | RED-001009 | B | duty | CBL-002018 | 1 | SYN-AI-CHARM | SYN-AI-TB | yes | no | no | wired
SIG-004035 | AI | Flow rate 04036 | G-0035 | AREA-04 |  |  | standby | CBL-002018 | 2 | SYN-AI-CHARM | SYN-AI-TB | yes | no | no | unwired
SIG-004036 | AI | Process temperature 04037 | G-0036 | AREA-05 | RED-001010 | A | duty | CBL-002019 | 1 | SYN-AI-CHARM | SYN-AI-TB | yes | no | no | loop_checked
SIG-004037 | AI | Suction pressure 04038 | G-0037 | AREA-06 |  |  | standby | CBL-002019 | 2 | SYN-AI-CHARM | SYN-AI-TB | yes | no | no | unwired
SIG-004038 | DI | Motor running feedback 04039 | G-0038 | AREA-07 | RED-001010 | B | duty | CBL-002020 | 1 | SYN-DI-CHARM | SYN-DI-TB | no | no | no | wired
SIG-004039 | DI | Valve open limit 04040 | G-0039 | AREA-08 |  |  | standby | CBL-002020 | 2 | SYN-DI-CHARM | SYN-DI-TB | no | no | no | loop_checked
SIG-004040 | DI | High level switch 04041 | G-0040 | AREA-01 | RED-001011 | A | duty | CBL-002021 | 1 | SYN-DI-CHARM | SYN-DI-TB | no | no | no | unwired
SIG-004041 | DI | Motor running feedback 04042 | G-0041 | AREA-02 |  |  | standby | CBL-002021 | 2 | SYN-DI-CHARM | SYN-DI-TB | no | no | no | unwired
SIG-004042 | DO | Solenoid command 04043 | G-0042 | AREA-03 | RED-001011 | B | duty | CBL-002022 | 1 | SYN-DO-CHARM | SYN-DO-TB | no | yes | no | unwired
SIG-004043 | DO | Alarm reset output 04044 | G-0043 | AREA-04 |  |  | standby | CBL-002022 | 2 | SYN-DO-CHARM | SYN-DO-TB | no | yes | no | fat_tested
SIG-004044 | DI | Motor running feedback 04045 | G-0044 | AREA-05 | RED-001012 | A | duty | CBL-002023 | 1 | SYN-DI-CHARM | SYN-DI-TB | no | no | no | unwired
SIG-004045 | DI | Valve open limit 04046 | G-0045 | AREA-06 |  |  | standby | CBL-002023 | 2 | SYN-DI-CHARM | SYN-DI-TB | no | no | no | unwired
SIG-004046 | DO | Alarm reset output 04047 | G-0046 | AREA-07 | RED-001012 | B | duty | CBL-002024 | 1 | SYN-DO-CHARM | SYN-DO-TB | no | yes | no | fat_tested
SIG-004047 | DO | Motor start command 04048 | G-0047 | AREA-08 |  |  | standby | CBL-002024 | 2 | SYN-DO-CHARM | SYN-DO-TB | no | yes | no | wired
SIG-004048 | DO | Solenoid command 04049 | G-0048 | AREA-01 | RED-001013 | A | duty | CBL-002025 | 1 | SYN-DO-CHARM | SYN-DO-TB | no | yes | no | wired
SIG-004049 | DO | Alarm reset output 04050 | G-0049 | AREA-02 |  |  | standby | CBL-002025 | 2 | SYN-DO-CHARM | SYN-DO-TB | no | yes | no | unwired
SIG-004050 | AI | Tank level 04051 | G-0050 | AREA-03 | RED-001013 | B | duty | CBL-002026 | 1 | SYN-AI-CHARM | SYN-AI-TB | yes | no | no | unwired
SIG-004051 | AI | Flow rate 04052 | G-0051 | AREA-04 |  |  | standby | CBL-002026 | 2 | SYN-AI-CHARM | SYN-AI-TB | yes | no | no | unwired
SIG-004052 | DO | Alarm reset output 04053 | G-0052 | AREA-05 | RED-001014 | A | duty | CBL-002027 | 1 | SYN-DO-CHARM | SYN-DO-TB | no | yes | no | loop_checked
SIG-004053 | DO | Motor start command 04054 | G-0053 | AREA-06 |  |  | standby | CBL-002027 | 2 | SYN-DO-CHARM | SYN-DO-TB | no | yes | no | unwired
SIG-004054 | DO | Solenoid command 04055 | G-0054 | AREA-07 | RED-001014 | B | duty | CBL-002028 | 1 | SYN-DO-CHARM | SYN-DO-TB | no | yes | no | wired
SIG-004055 | DO | Alarm reset output 04056 | G-0055 | AREA-08 |  |  | standby | CBL-002028 | 2 | SYN-DO-CHARM | SYN-DO-TB | no | yes | no | wired
SIG-004056 | DI | Motor running feedback 04057 | G-0056 | AREA-01 | RED-001015 | A | duty | CBL-002029 | 1 | SYN-DI-CHARM | SYN-DI-TB | no | no | no | loop_checked
SIG-004057 | DI | Valve open limit 04058 | G-0057 | AREA-02 |  |  | standby | CBL-002029 | 2 | SYN-DI-CHARM | SYN-DI-TB | no | no | no | unwired
SIG-004058 | DI | High level switch 04059 | G-0058 | AREA-03 | RED-001015 | B | duty | CBL-002030 | 1 | SYN-DI-CHARM | SYN-DI-TB | no | no | no | unwired
SIG-004059 | DI | Motor running feedback 04060 | G-0059 | AREA-04 |  |  | standby | CBL-002030 | 2 | SYN-DI-CHARM | SYN-DI-TB | no | no | no | unwired
SIG-004060 | AI | Process temperature 04061 | G-0060 | AREA-05 | RED-001016 | A | duty | CBL-002031 | 1 | SYN-AI-CHARM | SYN-AI-TB | yes | no | no | unwired
SIG-004061 | AI | Suction pressure 04062 | G-0061 | AREA-06 |  |  | standby | CBL-002031 | 2 | SYN-AI-CHARM | SYN-AI-TB | yes | no | no | unwired
SIG-004062 | DO | Motor start command 04063 | G-0062 | AREA-07 | RED-001016 | B | duty | CBL-002032 | 1 | SYN-DO-CHARM | SYN-DO-TB | no | yes | no | unwired
SIG-004063 | DO | Solenoid command 04064 | G-0063 | AREA-08 |  |  | standby | CBL-002032 | 2 | SYN-DO-CHARM | SYN-DO-TB | no | yes | no | wired
SIG-004064 | DI | High level switch 04065 | G-0064 | AREA-01 | RED-001017 | A | duty | CBL-002033 | 1 | SYN-DI-CHARM | SYN-DI-TB | no | no | no | loop_checked
SIG-004065 | DI | Motor running feedback 04066 | G-0065 | AREA-02 |  |  | standby | CBL-002033 | 2 | SYN-DI-CHARM | SYN-DI-TB | no | no | no | unwired
SIG-004066 | DI | Valve open limit 04067 | G-0066 | AREA-03 | RED-001017 | B | duty | CBL-002034 | 1 | SYN-DI-CHARM | SYN-DI-TB | no | no | no | loop_checked
SIG-004067 | DI | High level switch 04068 | G-0067 | AREA-04 |  |  | standby | CBL-002034 | 2 | SYN-DI-CHARM | SYN-DI-TB | no | no | no | wired
SIG-004068 | AI | Process temperature 04069 | G-0068 | AREA-05 | RED-001018 | A | duty | CBL-002035 | 1 | SYN-AI-CHARM | SYN-AI-TB | yes | no | no | unwired
SIG-004069 | AI | Suction pressure 04070 | G-0069 | AREA-06 |  |  | standby | CBL-002035 | 2 | SYN-AI-CHARM | SYN-AI-TB | yes | no | no | unwired
SIG-004070 | AI | Tank level 04071 | G-0070 | AREA-07 | RED-001018 | B | duty | CBL-002036 | 1 | SYN-AI-CHARM | SYN-AI-TB | yes | no | no | unwired
SIG-004071 | AI | Flow rate 04072 | G-0071 | AREA-08 |  |  | standby | CBL-002036 | 2 | SYN-AI-CHARM | SYN-AI-TB | yes | no | no | wired
SIG-004072 | DI | Valve open limit 04073 | G-0072 | AREA-01 | RED-001019 | A | duty | CBL-002037 | 1 | SYN-DI-CHARM | SYN-DI-TB | no | no | no | loop_checked
SIG-004073 | DI | High level switch 04074 | G-0073 | AREA-02 |  |  | standby | CBL-002037 | 2 | SYN-DI-CHARM | SYN-DI-TB | no | no | no | unwired
SIG-004074 | AI | Tank level 04075 | G-0074 | AREA-03 | RED-001019 | B | duty | CBL-002038 | 1 | SYN-AI-CHARM | SYN-AI-TB | yes | no | no | wired
SIG-004075 | AI | Flow rate 04076 | G-0075 | AREA-04 |  |  | standby | CBL-002038 | 2 | SYN-AI-CHARM | SYN-AI-TB | yes | no | no | wired
SIG-004076 | AI | Process temperature 04077 | G-0076 | AREA-05 | RED-001020 | A | duty | CBL-002039 | 1 | SYN-AI-CHARM | SYN-AI-TB | yes | no | no | wired
SIG-004077 | AI | Suction pressure 04078 | G-0077 | AREA-06 |  |  | standby | CBL-002039 | 2 | SYN-AI-CHARM | SYN-AI-TB | yes | no | no | wired
SIG-004078 | DI | Valve open limit 04079 | G-0078 | AREA-07 | RED-001020 | B | duty | CBL-002040 | 1 | SYN-DI-CHARM | SYN-DI-TB | no | no | no | fat_tested
SIG-004079 | DI | High level switch 04080 | G-0079 | AREA-08 |  |  | standby | CBL-002040 | 2 | SYN-DI-CHARM | SYN-DI-TB | no | no | no | wired
SIG-004080 | DO | Motor start command 04081 | G-0080 | AREA-01 | RED-001021 | A | duty | CBL-002041 | 1 | SYN-DO-CHARM | SYN-DO-TB | no | yes | no | wired
SIG-004081 | DO | Solenoid command 04082 | G-0081 | AREA-02 |  |  | standby | CBL-002041 | 2 | SYN-DO-CHARM | SYN-DO-TB | no | yes | no | unwired
SIG-004082 | AO | Pressure setpoint 04083 | G-0082 | AREA-03 | RED-001021 | B | duty | CBL-002042 | 1 | SYN-AO-CHARM | SYN-AO-TB | yes | yes | yes | loop_checked
SIG-004083 | AO | Control valve demand 04084 | G-0083 | AREA-04 |  |  | standby | CBL-002042 | 2 | SYN-AO-CHARM | SYN-AO-TB | yes | yes | yes | unwired
SIG-004084 | DI | Valve open limit 04085 | G-0084 | AREA-05 | RED-001022 | A | duty | CBL-002043 | 1 | SYN-DI-CHARM | SYN-DI-TB | no | no | no | wired
SIG-004085 | DI | High level switch 04086 | G-0085 | AREA-06 |  |  | standby | CBL-002043 | 2 | SYN-DI-CHARM | SYN-DI-TB | no | no | no | wired
SIG-004086 | DI | Motor running feedback 04087 | G-0086 | AREA-07 | RED-001022 | B | duty | CBL-002044 | 1 | SYN-DI-CHARM | SYN-DI-TB | no | no | no | fat_tested
SIG-004087 | DI | Valve open limit 04088 | G-0087 | AREA-08 |  |  | standby | CBL-002044 | 2 | SYN-DI-CHARM | SYN-DI-TB | no | no | no | unwired
SIG-004088 | DO | Alarm reset output 04089 | G-0088 | AREA-01 | RED-001023 | A | duty | CBL-002045 | 1 | SYN-DO-CHARM | SYN-DO-TB | no | yes | no | unwired
SIG-004089 | DO | Motor start command 04090 | G-0089 | AREA-02 |  |  | standby | CBL-002045 | 2 | SYN-DO-CHARM | SYN-DO-TB | no | yes | no | unwired
SIG-004090 | DI | Valve open limit 04091 | G-0090 | AREA-03 | RED-001023 | B | duty | CBL-002046 | 1 | SYN-DI-CHARM | SYN-DI-TB | no | no | no | fat_tested
SIG-004091 | DI | High level switch 04092 | G-0091 | AREA-04 |  |  | standby | CBL-002046 | 2 | SYN-DI-CHARM | SYN-DI-TB | no | no | no | wired
SIG-004092 | AI | Process temperature 04093 | G-0092 | AREA-05 | RED-001024 | A | duty | CBL-002047 | 1 | SYN-AI-CHARM | SYN-AI-TB | yes | no | no | loop_checked
SIG-004093 | AI | Suction pressure 04094 | G-0093 | AREA-06 |  |  | standby | CBL-002047 | 2 | SYN-AI-CHARM | SYN-AI-TB | yes | no | no | unwired
SIG-004094 | DI | High level switch 04095 | G-0094 | AREA-07 | RED-001024 | B | duty | CBL-002048 | 1 | SYN-DI-CHARM | SYN-DI-TB | no | no | no | wired
SIG-004095 | DI | Motor running feedback 04096 | G-0095 | AREA-08 |  |  | standby | CBL-002048 | 2 | SYN-DI-CHARM | SYN-DI-TB | no | no | no | loop_checked
SIG-004096 | DI | Valve open limit 04097 | G-0096 | AREA-01 | RED-001025 | A | duty | CBL-002049 | 1 | SYN-DI-CHARM | SYN-DI-TB | no | no | no | unwired
SIG-004097 | DI | High level switch 04098 | G-0097 | AREA-02 |  |  | standby | CBL-002049 | 2 | SYN-DI-CHARM | SYN-DI-TB | no | no | no | unwired
SIG-004098 | AI | Tank level 04099 | G-0098 | AREA-03 | RED-001025 | B | duty | CBL-002050 | 1 | SYN-AI-CHARM | SYN-AI-TB | yes | no | no | unwired
SIG-004099 | AI | Flow rate 04100 | G-0099 | AREA-04 |  |  | standby | CBL-002050 | 2 | SYN-AI-CHARM | SYN-AI-TB | yes | no | no | unwired
SIG-004100 | DI | High level switch 04101 | G-0100 | AREA-05 | RED-001026 | A | duty | CBL-002051 | 1 | SYN-DI-CHARM | SYN-DI-TB | no | no | no | loop_checked
SIG-004101 | DI | Motor running feedback 04102 | G-0101 | AREA-06 |  |  | standby | CBL-002051 | 2 | SYN-DI-CHARM | SYN-DI-TB | no | no | no | loop_checked
SIG-004102 | DO | Solenoid command 04103 | G-0102 | AREA-07 | RED-001026 | B | duty | CBL-002052 | 1 | SYN-DO-CHARM | SYN-DO-TB | no | yes | no | unwired
SIG-004103 | DO | Alarm reset output 04104 | G-0103 | AREA-08 |  |  | standby | CBL-002052 | 2 | SYN-DO-CHARM | SYN-DO-TB | no | yes | no | wired
SIG-004104 | DO | Motor start command 04105 | G-0104 | AREA-01 | RED-001027 | A | duty | CBL-002053 | 1 | SYN-DO-CHARM | SYN-DO-TB | no | yes | no | wired
SIG-004105 | DO | Solenoid command 04106 | G-0105 | AREA-02 |  |  | standby | CBL-002053 | 2 | SYN-DO-CHARM | SYN-DO-TB | no | yes | no | loop_checked
SIG-004106 | DI | High level switch 04107 | G-0106 | AREA-03 | RED-001027 | B | duty | CBL-002054 | 1 | SYN-DI-CHARM | SYN-DI-TB | no | no | no | unwired
SIG-004107 | DI | Motor running feedback 04108 | G-0107 | AREA-04 |  |  | standby | CBL-002054 | 2 | SYN-DI-CHARM | SYN-DI-TB | no | no | no | unwired
SIG-004108 | DO | Solenoid command 04109 | G-0108 | AREA-05 | RED-001028 | A | duty | CBL-002055 | 1 | SYN-DO-CHARM | SYN-DO-TB | no | yes | no | wired
SIG-004109 | DO | Alarm reset output 04110 | G-0109 | AREA-06 |  |  | standby | CBL-002055 | 2 | SYN-DO-CHARM | SYN-DO-TB | no | yes | no | wired
SIG-004110 | AI | Tank level 04111 | G-0110 | AREA-07 | RED-001028 | B | duty | CBL-002056 | 1 | SYN-AI-CHARM | SYN-AI-TB | yes | no | no | wired
SIG-004111 | AI | Flow rate 04112 | G-0111 | AREA-08 |  |  | standby | CBL-002056 | 2 | SYN-AI-CHARM | SYN-AI-TB | yes | no | no | fat_tested
SIG-004112 | DO | Alarm reset output 04113 | G-0112 | AREA-01 | RED-001029 | A | duty | CBL-002057 | 1 | SYN-DO-CHARM | SYN-DO-TB | no | yes | no | wired
SIG-004113 | DO | Motor start command 04114 | G-0113 | AREA-02 |  |  | standby | CBL-002057 | 2 | SYN-DO-CHARM | SYN-DO-TB | no | yes | no | unwired
SIG-004114 | AI | Tank level 04115 | G-0114 | AREA-03 | RED-001029 | B | duty | CBL-002058 | 1 | SYN-AI-CHARM | SYN-AI-TB | yes | no | no | wired
SIG-004115 | AI | Flow rate 04116 | G-0115 | AREA-04 |  |  | standby | CBL-002058 | 2 | SYN-AI-CHARM | SYN-AI-TB | yes | no | no | loop_checked
SIG-004116 | DI | Motor running feedback 04117 | G-0116 | AREA-05 | RED-001030 | A | duty | CBL-002059 | 1 | SYN-DI-CHARM | SYN-DI-TB | no | no | no | unwired
SIG-004117 | DI | Valve open limit 04118 | G-0117 | AREA-06 |  |  | standby | CBL-002059 | 2 | SYN-DI-CHARM | SYN-DI-TB | no | no | no | wired
SIG-004118 | DI | High level switch 04119 | G-0118 | AREA-07 | RED-001030 | B | duty | CBL-002060 | 1 | SYN-DI-CHARM | SYN-DI-TB | no | no | no | unwired
SIG-004119 | DI | Motor running feedback 04120 | G-0119 | AREA-08 |  |  | standby | CBL-002060 | 2 | SYN-DI-CHARM | SYN-DI-TB | no | no | no | wired
SIG-004120 | DI | Valve open limit 04121 | G-0120 | AREA-01 | RED-001031 | A | duty | CBL-002061 | 1 | SYN-DI-CHARM | SYN-DI-TB | no | no | no | unwired
SIG-004121 | DI | High level switch 04122 | G-0121 | AREA-02 |  |  | standby | CBL-002061 | 2 | SYN-DI-CHARM | SYN-DI-TB | no | no | no | wired
SIG-004122 | DI | Motor running feedback 04123 | G-0122 | AREA-03 | RED-001031 | B | duty | CBL-002062 | 1 | SYN-DI-CHARM | SYN-DI-TB | no | no | no | unwired
SIG-004123 | DI | Valve open limit 04124 | G-0123 | AREA-04 |  |  | standby | CBL-002062 | 2 | SYN-DI-CHARM | SYN-DI-TB | no | no | no | unwired
SIG-004124 | DI | High level switch 04125 | G-0124 | AREA-05 | RED-001032 | A | duty | CBL-002063 | 1 | SYN-DI-CHARM | SYN-DI-TB | no | no | no | wired
SIG-004125 | DI | Motor running feedback 04126 | G-0125 | AREA-06 |  |  | standby | CBL-002063 | 2 | SYN-DI-CHARM | SYN-DI-TB | no | no | no | loop_checked
SIG-004126 | AI | Tank level 04127 | G-0126 | AREA-07 | RED-001032 | B | duty | CBL-002064 | 1 | SYN-AI-CHARM | SYN-AI-TB | yes | no | no | unwired
SIG-004127 | AI | Flow rate 04128 | G-0127 | AREA-08 |  |  | standby | CBL-002064 | 2 | SYN-AI-CHARM | SYN-AI-TB | yes | no | no | loop_checked
SIG-004128 | DI | Motor running feedback 04129 | G-0128 | AREA-01 | RED-001033 | A | duty | CBL-002065 | 1 | SYN-DI-CHARM | SYN-DI-TB | no | no | no | wired
SIG-004129 | DI | Valve open limit 04130 | G-0129 | AREA-02 |  |  | standby | CBL-002065 | 2 | SYN-DI-CHARM | SYN-DI-TB | no | no | no | unwired
SIG-004130 | DI | High level switch 04131 | G-0130 | AREA-03 | RED-001033 | B | duty | CBL-002066 | 1 | SYN-DI-CHARM | SYN-DI-TB | no | no | no | loop_checked
SIG-004131 | DI | Motor running feedback 04132 | G-0131 | AREA-04 |  |  | standby | CBL-002066 | 2 | SYN-DI-CHARM | SYN-DI-TB | no | no | no | unwired
SIG-004132 | DI | Valve open limit 04133 | G-0132 | AREA-05 | RED-001034 | A | duty | CBL-002067 | 1 | SYN-DI-CHARM | SYN-DI-TB | no | no | no | unwired
SIG-004133 | DI | High level switch 04134 | G-0133 | AREA-06 |  |  | standby | CBL-002067 | 2 | SYN-DI-CHARM | SYN-DI-TB | no | no | no | unwired
SIG-004134 | AO | Control valve demand 04135 | G-0134 | AREA-07 | RED-001034 | B | duty | CBL-002068 | 1 | SYN-AO-CHARM | SYN-AO-TB | yes | yes | yes | unwired
SIG-004135 | AO | Speed reference 04136 | G-0135 | AREA-08 |  |  | standby | CBL-002068 | 2 | SYN-AO-CHARM | SYN-AO-TB | yes | yes | yes | unwired
SIG-004136 | DI | High level switch 04137 | G-0136 | AREA-01 | RED-001035 | A | duty | CBL-002069 | 1 | SYN-DI-CHARM | SYN-DI-TB | no | no | no | fat_tested
SIG-004137 | DI | Motor running feedback 04138 | G-0137 | AREA-02 |  |  | standby | CBL-002069 | 2 | SYN-DI-CHARM | SYN-DI-TB | no | no | no | wired
SIG-004138 | DO | Solenoid command 04139 | G-0138 | AREA-03 | RED-001035 | B | duty | CBL-002070 | 1 | SYN-DO-CHARM | SYN-DO-TB | no | yes | no | wired
SIG-004139 | DO | Alarm reset output 04140 | G-0139 | AREA-04 |  |  | standby | CBL-002070 | 2 | SYN-DO-CHARM | SYN-DO-TB | no | yes | no | loop_checked
SIG-004140 | DI | Motor running feedback 04141 | G-0140 | AREA-05 | RED-001036 | A | duty | CBL-002071 | 1 | SYN-DI-CHARM | SYN-DI-TB | no | no | no | unwired
SIG-004141 | DI | Valve open limit 04142 | G-0141 | AREA-06 |  |  | standby | CBL-002071 | 2 | SYN-DI-CHARM | SYN-DI-TB | no | no | no | wired
SIG-004142 | AO | Pressure setpoint 04143 | G-0142 | AREA-07 | RED-001036 | B | duty | CBL-002072 | 1 | SYN-AO-CHARM | SYN-AO-TB | yes | yes | yes | unwired
SIG-004143 | AO | Control valve demand 04144 | G-0143 | AREA-08 |  |  | standby | CBL-002072 | 2 | SYN-AO-CHARM | SYN-AO-TB | yes | yes | yes | unwired
SIG-004144 | AI | Process temperature 04145 | G-0144 | AREA-01 | RED-001037 | A | duty | CBL-002073 | 1 | SYN-AI-CHARM | SYN-AI-TB | yes | no | no | wired
SIG-004145 | AI | Suction pressure 04146 | G-0145 | AREA-02 |  |  | standby | CBL-002073 | 2 | SYN-AI-CHARM | SYN-AI-TB | yes | no | no | loop_checked
SIG-004146 | DO | Motor start command 04147 | G-0146 | AREA-03 | RED-001037 | B | duty | CBL-002074 | 1 | SYN-DO-CHARM | SYN-DO-TB | no | yes | no | loop_checked
SIG-004147 | DO | Solenoid command 04148 | G-0147 | AREA-04 |  |  | standby | CBL-002074 | 2 | SYN-DO-CHARM | SYN-DO-TB | no | yes | no | unwired
SIG-004148 | AI | Process temperature 04149 | G-0148 | AREA-05 | RED-001038 | A | duty | CBL-002075 | 1 | SYN-AI-CHARM | SYN-AI-TB | yes | no | no | wired
SIG-004149 | AI | Suction pressure 04150 | G-0149 | AREA-06 |  |  | standby | CBL-002075 | 2 | SYN-AI-CHARM | SYN-AI-TB | yes | no | no | unwired
SIG-004150 | DI | Valve open limit 04151 | G-0150 | AREA-07 | RED-001038 | B | duty | CBL-002076 | 1 | SYN-DI-CHARM | SYN-DI-TB | no | no | no | unwired
SIG-004151 | DI | High level switch 04152 | G-0151 | AREA-08 |  |  | standby | CBL-002076 | 2 | SYN-DI-CHARM | SYN-DI-TB | no | no | no | unwired
SIG-004152 | DI | Motor running feedback 04153 | G-0152 | AREA-01 | RED-001039 | A | duty | CBL-002077 | 1 | SYN-DI-CHARM | SYN-DI-TB | no | no | no | unwired
SIG-004153 | DI | Valve open limit 04154 | G-0153 | AREA-02 |  |  | standby | CBL-002077 | 2 | SYN-DI-CHARM | SYN-DI-TB | no | no | no | wired
SIG-004154 | DI | High level switch 04155 | G-0154 | AREA-03 | RED-001039 | B | duty | CBL-002078 | 1 | SYN-DI-CHARM | SYN-DI-TB | no | no | no | unwired
SIG-004155 | DI | Motor running feedback 04156 | G-0155 | AREA-04 |  |  | standby | CBL-002078 | 2 | SYN-DI-CHARM | SYN-DI-TB | no | no | no | unwired
SIG-004156 | DO | Solenoid command 04157 | G-0156 | AREA-05 | RED-001040 | A | duty | CBL-002079 | 1 | SYN-DO-CHARM | SYN-DO-TB | no | yes | no | loop_checked
SIG-004157 | DO | Alarm reset output 04158 | G-0157 | AREA-06 |  |  | standby | CBL-002079 | 2 | SYN-DO-CHARM | SYN-DO-TB | no | yes | no | wired
SIG-004158 | AI | Tank level 04159 | G-0158 | AREA-07 | RED-001040 | B | duty | CBL-002080 | 1 | SYN-AI-CHARM | SYN-AI-TB | yes | no | no | unwired
SIG-004159 | AI | Flow rate 04160 | G-0159 | AREA-08 |  |  | standby | CBL-002080 | 2 | SYN-AI-CHARM | SYN-AI-TB | yes | no | no | unwired
SIG-004160 | DO | Alarm reset output 04161 | G-0160 | AREA-01 | RED-001041 | A | duty | CBL-002081 | 1 | SYN-DO-CHARM | SYN-DO-TB | no | yes | no | unwired
SIG-004161 | DO | Motor start command 04162 | G-0161 | AREA-02 |  |  | standby | CBL-002081 | 2 | SYN-DO-CHARM | SYN-DO-TB | no | yes | no | loop_checked
SIG-004162 | DI | Valve open limit 04163 | G-0162 | AREA-03 | RED-001041 | B | duty | CBL-002082 | 1 | SYN-DI-CHARM | SYN-DI-TB | no | no | no | wired
SIG-004163 | DI | High level switch 04164 | G-0163 | AREA-04 |  |  | standby | CBL-002082 | 2 | SYN-DI-CHARM | SYN-DI-TB | no | no | no | unwired
SIG-004164 | DI | Motor running feedback 04165 | G-0164 | AREA-05 | RED-001042 | A | duty | CBL-002083 | 1 | SYN-DI-CHARM | SYN-DI-TB | no | no | no | loop_checked
SIG-004165 | DI | Valve open limit 04166 | G-0165 | AREA-06 |  |  | standby | CBL-002083 | 2 | SYN-DI-CHARM | SYN-DI-TB | no | no | no | wired
SIG-004166 | DO | Alarm reset output 04167 | G-0166 | AREA-07 | RED-001042 | B | duty | CBL-002084 | 1 | SYN-DO-CHARM | SYN-DO-TB | no | yes | no | loop_checked
SIG-004167 | DO | Motor start command 04168 | G-0167 | AREA-08 |  |  | standby | CBL-002084 | 2 | SYN-DO-CHARM | SYN-DO-TB | no | yes | no | unwired
SIG-004168 | AO | Speed reference 04169 | G-0168 | AREA-01 | RED-001043 | A | duty | CBL-002085 | 1 | SYN-AO-CHARM | SYN-AO-TB | yes | yes | yes | wired
SIG-004169 | AO | Pressure setpoint 04170 | G-0169 | AREA-02 |  |  | standby | CBL-002085 | 2 | SYN-AO-CHARM | SYN-AO-TB | yes | yes | yes | unwired
SIG-004170 | AI | Tank level 04171 | G-0170 | AREA-03 | RED-001043 | B | duty | CBL-002086 | 1 | SYN-AI-CHARM | SYN-AI-TB | yes | no | no | fat_tested
SIG-004171 | AI | Flow rate 04172 | G-0171 | AREA-04 |  |  | standby | CBL-002086 | 2 | SYN-AI-CHARM | SYN-AI-TB | yes | no | no | unwired
SIG-004172 | AI | Process temperature 04173 | G-0172 | AREA-05 | RED-001044 | A | duty | CBL-002087 | 1 | SYN-AI-CHARM | SYN-AI-TB | yes | no | no | unwired
SIG-004173 | AI | Suction pressure 04174 | G-0173 | AREA-06 |  |  | standby | CBL-002087 | 2 | SYN-AI-CHARM | SYN-AI-TB | yes | no | no | unwired
SIG-004174 | AI | Tank level 04175 | G-0174 | AREA-07 | RED-001044 | B | duty | CBL-002088 | 1 | SYN-AI-CHARM | SYN-AI-TB | yes | no | no | fat_tested
SIG-004175 | AI | Flow rate 04176 | G-0175 | AREA-08 |  |  | standby | CBL-002088 | 2 | SYN-AI-CHARM | SYN-AI-TB | yes | no | no | wired
SIG-004176 | DI | Motor running feedback 04177 | G-0176 | AREA-01 | RED-001045 | A | duty | CBL-002089 | 1 | SYN-DI-CHARM | SYN-DI-TB | no | no | no | wired
SIG-004177 | DI | Valve open limit 04178 | G-0177 | AREA-02 |  |  | standby | CBL-002089 | 2 | SYN-DI-CHARM | SYN-DI-TB | no | no | no | unwired
SIG-004178 | DI | High level switch 04179 | G-0178 | AREA-03 | RED-001045 | B | duty | CBL-002090 | 1 | SYN-DI-CHARM | SYN-DI-TB | no | no | no | wired
SIG-004179 | DI | Motor running feedback 04180 | G-0179 | AREA-04 |  |  | standby | CBL-002090 | 2 | SYN-DI-CHARM | SYN-DI-TB | no | no | no | unwired
SIG-004180 | AI | Process temperature 04181 | G-0180 | AREA-05 | RED-001046 | A | duty | CBL-002091 | 1 | SYN-AI-CHARM | SYN-AI-TB | yes | no | no | unwired
SIG-004181 | AI | Suction pressure 04182 | G-0181 | AREA-06 |  |  | standby | CBL-002091 | 2 | SYN-AI-CHARM | SYN-AI-TB | yes | no | no | fat_tested
SIG-004182 | DO | Motor start command 04183 | G-0182 | AREA-07 | RED-001046 | B | duty | CBL-002092 | 1 | SYN-DO-CHARM | SYN-DO-TB | no | yes | no | unwired
SIG-004183 | DO | Solenoid command 04184 | G-0183 | AREA-08 |  |  | standby | CBL-002092 | 2 | SYN-DO-CHARM | SYN-DO-TB | no | yes | no | loop_checked
SIG-004184 | DO | Alarm reset output 04185 | G-0184 | AREA-01 | RED-001047 | A | duty | CBL-002093 | 1 | SYN-DO-CHARM | SYN-DO-TB | no | yes | no | loop_checked
SIG-004185 | DO | Motor start command 04186 | G-0185 | AREA-02 |  |  | standby | CBL-002093 | 2 | SYN-DO-CHARM | SYN-DO-TB | no | yes | no | wired
SIG-004186 | DI | Valve open limit 04187 | G-0186 | AREA-03 | RED-001047 | B | duty | CBL-002094 | 1 | SYN-DI-CHARM | SYN-DI-TB | no | no | no | unwired
SIG-004187 | DI | High level switch 04188 | G-0187 | AREA-04 |  |  | standby | CBL-002094 | 2 | SYN-DI-CHARM | SYN-DI-TB | no | no | no | loop_checked
SIG-004188 | DO | Motor start command 04189 | G-0188 | AREA-05 | RED-001048 | A | duty | CBL-002095 | 1 | SYN-DO-CHARM | SYN-DO-TB | no | yes | no | unwired
SIG-004189 | DO | Solenoid command 04190 | G-0189 | AREA-06 |  |  | standby | CBL-002095 | 2 | SYN-DO-CHARM | SYN-DO-TB | no | yes | no | loop_checked
SIG-004190 | DO | Alarm reset output 04191 | G-0190 | AREA-07 | RED-001048 | B | duty | CBL-002096 | 1 | SYN-DO-CHARM | SYN-DO-TB | no | yes | no | wired
SIG-004191 | DO | Motor start command 04192 | G-0191 | AREA-08 |  |  | standby | CBL-002096 | 2 | SYN-DO-CHARM | SYN-DO-TB | no | yes | no | wired
SIG-004192 | DI | Valve open limit 04193 | G-0192 | AREA-01 | RED-001049 | A | duty | CBL-002097 | 1 | SYN-DI-CHARM | SYN-DI-TB | no | no | no | unwired
SIG-004193 | DI | High level switch 04194 | G-0193 | AREA-02 |  |  | standby | CBL-002097 | 2 | SYN-DI-CHARM | SYN-DI-TB | no | no | no | wired
SIG-004194 | DI | Motor running feedback 04195 | G-0194 | AREA-03 | RED-001049 | B | duty | CBL-002098 | 1 | SYN-DI-CHARM | SYN-DI-TB | no | no | no | loop_checked
SIG-004195 | DI | Valve open limit 04196 | G-0195 | AREA-04 |  |  | standby | CBL-002098 | 2 | SYN-DI-CHARM | SYN-DI-TB | no | no | no | wired
SIG-004196 | DO | Alarm reset output 04197 | G-0196 | AREA-05 | RED-001050 | A | duty | CBL-002099 | 1 | SYN-DO-CHARM | SYN-DO-TB | no | yes | no | wired
SIG-004197 | DO | Motor start command 04198 | G-0197 | AREA-06 |  |  | standby | CBL-002099 | 2 | SYN-DO-CHARM | SYN-DO-TB | no | yes | no | wired
SIG-004198 | DI | Valve open limit 04199 | G-0198 | AREA-07 | RED-001050 | B | duty | CBL-002100 | 1 | SYN-DI-CHARM | SYN-DI-TB | no | no | no | unwired
SIG-004199 | DI | High level switch 04200 | G-0199 | AREA-08 |  |  | standby | CBL-002100 | 2 | SYN-DI-CHARM | SYN-DI-TB | no | no | no | wired
SIG-004200 | AI | Process temperature 04201 | G-0200 | AREA-01 | RED-001051 | A | duty | CBL-002101 | 1 | SYN-AI-CHARM | SYN-AI-TB | yes | no | no | loop_checked
SIG-004201 | AI | Suction pressure 04202 | G-0201 | AREA-02 |  |  | standby | CBL-002101 | 2 | SYN-AI-CHARM | SYN-AI-TB | yes | no | no | unwired
SIG-004202 | AO | Pressure setpoint 04203 | G-0202 | AREA-03 | RED-001051 | B | duty | CBL-002102 | 1 | SYN-AO-CHARM | SYN-AO-TB | yes | yes | yes | unwired
SIG-004203 | AO | Control valve demand 04204 | G-0203 | AREA-04 |  |  | standby | CBL-002102 | 2 | SYN-AO-CHARM | SYN-AO-TB | yes | yes | yes | wired
SIG-004204 | DI | Valve open limit 04205 | G-0204 | AREA-05 | RED-001052 | A | duty | CBL-002103 | 1 | SYN-DI-CHARM | SYN-DI-TB | no | no | no | fat_tested
SIG-004205 | DI | High level switch 04206 | G-0205 | AREA-06 |  |  | standby | CBL-002103 | 2 | SYN-DI-CHARM | SYN-DI-TB | no | no | no | unwired
SIG-004206 | AI | Tank level 04207 | G-0206 | AREA-07 | RED-001052 | B | duty | CBL-002104 | 1 | SYN-AI-CHARM | SYN-AI-TB | yes | no | no | wired
SIG-004207 | AI | Flow rate 04208 | G-0207 | AREA-08 |  |  | standby | CBL-002104 | 2 | SYN-AI-CHARM | SYN-AI-TB | yes | no | no | loop_checked
SIG-004208 | DI | High level switch 04209 | G-0208 | AREA-01 | RED-001053 | A | duty | CBL-002105 | 1 | SYN-DI-CHARM | SYN-DI-TB | no | no | no | unwired
SIG-004209 | DI | Motor running feedback 04210 | G-0209 | AREA-02 |  |  | standby | CBL-002105 | 2 | SYN-DI-CHARM | SYN-DI-TB | no | no | no | wired
SIG-004210 | AI | Tank level 04211 | G-0210 | AREA-03 | RED-001053 | B | duty | CBL-002106 | 1 | SYN-AI-CHARM | SYN-AI-TB | yes | no | no | unwired
SIG-004211 | AI | Flow rate 04212 | G-0211 | AREA-04 |  |  | standby | CBL-002106 | 2 | SYN-AI-CHARM | SYN-AI-TB | yes | no | no | wired
SIG-004212 | DI | Motor running feedback 04213 | G-0212 | AREA-05 | RED-001054 | A | duty | CBL-002107 | 1 | SYN-DI-CHARM | SYN-DI-TB | no | no | no | wired
SIG-004213 | DI | Valve open limit 04214 | G-0213 | AREA-06 |  |  | standby | CBL-002107 | 2 | SYN-DI-CHARM | SYN-DI-TB | no | no | no | unwired
SIG-004214 | AO | Pressure setpoint 04215 | G-0214 | AREA-07 | RED-001054 | B | duty | CBL-002108 | 1 | SYN-AO-CHARM | SYN-AO-TB | yes | yes | yes | wired
SIG-004215 | AO | Control valve demand 04216 | G-0215 | AREA-08 |  |  | standby | CBL-002108 | 2 | SYN-AO-CHARM | SYN-AO-TB | yes | yes | yes | unwired
SIG-004216 | DO | Solenoid command 04217 | G-0216 | AREA-01 | RED-001055 | A | duty | CBL-002109 | 1 | SYN-DO-CHARM | SYN-DO-TB | no | yes | no | unwired
SIG-004217 | DO | Alarm reset output 04218 | G-0217 | AREA-02 |  |  | standby | CBL-002109 | 2 | SYN-DO-CHARM | SYN-DO-TB | no | yes | no | unwired
SIG-004218 | AI | Tank level 04219 | G-0218 | AREA-03 | RED-001055 | B | duty | CBL-002110 | 1 | SYN-AI-CHARM | SYN-AI-TB | yes | no | no | unwired
SIG-004219 | AI | Flow rate 04220 | G-0219 | AREA-04 |  |  | standby | CBL-002110 | 2 | SYN-AI-CHARM | SYN-AI-TB | yes | no | no | unwired
SIG-004220 | DI | High level switch 04221 | G-0220 | AREA-05 | RED-001056 | A | duty | CBL-002111 | 1 | SYN-DI-CHARM | SYN-DI-TB | no | no | no | unwired
SIG-004221 | DI | Motor running feedback 04222 | G-0221 | AREA-06 |  |  | standby | CBL-002111 | 2 | SYN-DI-CHARM | SYN-DI-TB | no | no | no | unwired
SIG-004222 | DI | Valve open limit 04223 | G-0222 | AREA-07 | RED-001056 | B | duty | CBL-002112 | 1 | SYN-DI-CHARM | SYN-DI-TB | no | no | no | unwired
SIG-004223 | DI | High level switch 04224 | G-0223 | AREA-08 |  |  | standby | CBL-002112 | 2 | SYN-DI-CHARM | SYN-DI-TB | no | no | no | wired
SIG-004224 | DO | Motor start command 04225 | G-0224 | AREA-01 | RED-001057 | A | duty | CBL-002113 | 1 | SYN-DO-CHARM | SYN-DO-TB | no | yes | no | wired
SIG-004225 | DO | Solenoid command 04226 | G-0225 | AREA-02 |  |  | standby | CBL-002113 | 2 | SYN-DO-CHARM | SYN-DO-TB | no | yes | no | unwired
SIG-004226 | DI | High level switch 04227 | G-0226 | AREA-03 | RED-001057 | B | duty | CBL-002114 | 1 | SYN-DI-CHARM | SYN-DI-TB | no | no | no | unwired
SIG-004227 | DI | Motor running feedback 04228 | G-0227 | AREA-04 |  |  | standby | CBL-002114 | 2 | SYN-DI-CHARM | SYN-DI-TB | no | no | no | wired
SIG-004228 | AI | Process temperature 04229 | G-0228 | AREA-05 | RED-001058 | A | duty | CBL-002115 | 1 | SYN-AI-CHARM | SYN-AI-TB | yes | no | no | unwired
SIG-004229 | AI | Suction pressure 04230 | G-0229 | AREA-06 |  |  | standby | CBL-002115 | 2 | SYN-AI-CHARM | SYN-AI-TB | yes | no | no | loop_checked
SIG-004230 | DI | Motor running feedback 04231 | G-0230 | AREA-07 | RED-001058 | B | duty | CBL-002116 | 1 | SYN-DI-CHARM | SYN-DI-TB | no | no | no | unwired
SIG-004231 | DI | Valve open limit 04232 | G-0231 | AREA-08 |  |  | standby | CBL-002116 | 2 | SYN-DI-CHARM | SYN-DI-TB | no | no | no | wired
SIG-004232 | AI | Process temperature 04233 | G-0232 | AREA-01 | RED-001059 | A | duty | CBL-002117 | 1 | SYN-AI-CHARM | SYN-AI-TB | yes | no | no | wired
SIG-004233 | AI | Suction pressure 04234 | G-0233 | AREA-02 |  |  | standby | CBL-002117 | 2 | SYN-AI-CHARM | SYN-AI-TB | yes | no | no | fat_tested
SIG-004234 | DO | Solenoid command 04235 | G-0234 | AREA-03 | RED-001059 | B | duty | CBL-002118 | 1 | SYN-DO-CHARM | SYN-DO-TB | no | yes | no | unwired
SIG-004235 | DO | Alarm reset output 04236 | G-0235 | AREA-04 |  |  | standby | CBL-002118 | 2 | SYN-DO-CHARM | SYN-DO-TB | no | yes | no | wired
SIG-004236 | DI | Motor running feedback 04237 | G-0236 | AREA-05 | RED-001060 | A | duty | CBL-002119 | 1 | SYN-DI-CHARM | SYN-DI-TB | no | no | no | unwired
SIG-004237 | DI | Valve open limit 04238 | G-0237 | AREA-06 |  |  | standby | CBL-002119 | 2 | SYN-DI-CHARM | SYN-DI-TB | no | no | no | wired
SIG-004238 | DI | High level switch 04239 | G-0238 | AREA-07 | RED-001060 | B | duty | CBL-002120 | 1 | SYN-DI-CHARM | SYN-DI-TB | no | no | no | wired
SIG-004239 | DI | Motor running feedback 04240 | G-0239 | AREA-08 |  |  | standby | CBL-002120 | 2 | SYN-DI-CHARM | SYN-DI-TB | no | no | no | wired
SIG-004240 | AI | Process temperature 04241 | G-0240 | AREA-01 | RED-001061 | A | duty | CBL-002121 | 1 | SYN-AI-CHARM | SYN-AI-TB | yes | no | no | unwired
SIG-004241 | AI | Suction pressure 04242 | G-0241 | AREA-02 |  |  | standby | CBL-002121 | 2 | SYN-AI-CHARM | SYN-AI-TB | yes | no | no | loop_checked
SIG-004242 | AI | Tank level 04243 | G-0242 | AREA-03 | RED-001061 | B | duty | CBL-002122 | 1 | SYN-AI-CHARM | SYN-AI-TB | yes | no | no | wired
SIG-004243 | AI | Flow rate 04244 | G-0243 | AREA-04 |  |  | standby | CBL-002122 | 2 | SYN-AI-CHARM | SYN-AI-TB | yes | no | no | unwired
SIG-004244 | AI | Process temperature 04245 | G-0244 | AREA-05 | RED-001062 | A | duty | CBL-002123 | 1 | SYN-AI-CHARM | SYN-AI-TB | yes | no | no | fat_tested
SIG-004245 | AI | Suction pressure 04246 | G-0245 | AREA-06 |  |  | standby | CBL-002123 | 2 | SYN-AI-CHARM | SYN-AI-TB | yes | no | no | unwired
SIG-004246 | DI | Valve open limit 04247 | G-0246 | AREA-07 | RED-001062 | B | duty | CBL-002124 | 1 | SYN-DI-CHARM | SYN-DI-TB | no | no | no | wired
SIG-004247 | DI | High level switch 04248 | G-0247 | AREA-08 |  |  | standby | CBL-002124 | 2 | SYN-DI-CHARM | SYN-DI-TB | no | no | no | unwired
SIG-004248 | DI | Motor running feedback 04249 | G-0248 | AREA-01 | RED-001063 | A | duty | CBL-002125 | 1 | SYN-DI-CHARM | SYN-DI-TB | no | no | no | unwired
SIG-004249 | DI | Valve open limit 04250 | G-0249 | AREA-02 |  |  | standby | CBL-002125 | 2 | SYN-DI-CHARM | SYN-DI-TB | no | no | no | loop_checked
SIG-004250 | DO | Alarm reset output 04251 | G-0000 | AREA-03 | RED-001063 | B | duty | CBL-002126 | 1 | SYN-DO-CHARM | SYN-DO-TB | no | yes | no | unwired
SIG-004251 | DO | Motor start command 04252 | G-0001 | AREA-04 |  |  | standby | CBL-002126 | 2 | SYN-DO-CHARM | SYN-DO-TB | no | yes | no | wired
SIG-004252 | DI | Valve open limit 04253 | G-0002 | AREA-05 | RED-001064 | A | duty | CBL-002127 | 1 | SYN-DI-CHARM | SYN-DI-TB | no | no | no | unwired
SIG-004253 | DI | High level switch 04254 | G-0003 | AREA-06 |  |  | standby | CBL-002127 | 2 | SYN-DI-CHARM | SYN-DI-TB | no | no | no | unwired
SIG-004254 | DI | Motor running feedback 04255 | G-0004 | AREA-07 | RED-001064 | B | duty | CBL-002128 | 1 | SYN-DI-CHARM | SYN-DI-TB | no | no | no | unwired
SIG-004255 | DI | Valve open limit 04256 | G-0005 | AREA-08 |  |  | standby | CBL-002128 | 2 | SYN-DI-CHARM | SYN-DI-TB | no | no | no | unwired
SIG-004256 | DO | Alarm reset output 04257 | G-0006 | AREA-01 | RED-001065 | A | duty | CBL-002129 | 1 | SYN-DO-CHARM | SYN-DO-TB | no | yes | no | unwired
SIG-004257 | DO | Motor start command 04258 | G-0007 | AREA-02 |  |  | standby | CBL-002129 | 2 | SYN-DO-CHARM | SYN-DO-TB | no | yes | no | unwired
SIG-004258 | DI | Valve open limit 04259 | G-0008 | AREA-03 | RED-001065 | B | duty | CBL-002130 | 1 | SYN-DI-CHARM | SYN-DI-TB | no | no | no | unwired
SIG-004259 | DI | High level switch 04260 | G-0009 | AREA-04 |  |  | standby | CBL-002130 | 2 | SYN-DI-CHARM | SYN-DI-TB | no | no | no | wired
SIG-004260 | DO | Motor start command 04261 | G-0010 | AREA-05 | RED-001066 | A | duty | CBL-002131 | 1 | SYN-DO-CHARM | SYN-DO-TB | no | yes | no | unwired
SIG-004261 | DO | Solenoid command 04262 | G-0011 | AREA-06 |  |  | standby | CBL-002131 | 2 | SYN-DO-CHARM | SYN-DO-TB | no | yes | no | loop_checked
SIG-004262 | AO | Pressure setpoint 04263 | G-0012 | AREA-07 | RED-001066 | B | duty | CBL-002132 | 1 | SYN-AO-CHARM | SYN-AO-TB | yes | yes | yes | loop_checked
SIG-004263 | AO | Control valve demand 04264 | G-0013 | AREA-08 |  |  | standby | CBL-002132 | 2 | SYN-AO-CHARM | SYN-AO-TB | yes | yes | yes | loop_checked
SIG-004264 | DI | Valve open limit 04265 | G-0014 | AREA-01 | RED-001067 | A | duty | CBL-002133 | 1 | SYN-DI-CHARM | SYN-DI-TB | no | no | no | unwired
SIG-004265 | DI | High level switch 04266 | G-0015 | AREA-02 |  |  | standby | CBL-002133 | 2 | SYN-DI-CHARM | SYN-DI-TB | no | no | no | loop_checked
SIG-004266 | AO | Control valve demand 04267 | G-0016 | AREA-03 | RED-001067 | B | duty | CBL-002134 | 1 | SYN-AO-CHARM | SYN-AO-TB | yes | yes | yes | loop_checked
SIG-004267 | AO | Speed reference 04268 | G-0017 | AREA-04 |  |  | standby | CBL-002134 | 2 | SYN-AO-CHARM | SYN-AO-TB | yes | yes | yes | loop_checked
SIG-004268 | DI | High level switch 04269 | G-0018 | AREA-05 | RED-001068 | A | duty | CBL-002135 | 1 | SYN-DI-CHARM | SYN-DI-TB | no | no | no | unwired
SIG-004269 | DI | Motor running feedback 04270 | G-0019 | AREA-06 |  |  | standby | CBL-002135 | 2 | SYN-DI-CHARM | SYN-DI-TB | no | no | no | unwired
SIG-004270 | DI | Valve open limit 04271 | G-0020 | AREA-07 | RED-001068 | B | duty | CBL-002136 | 1 | SYN-DI-CHARM | SYN-DI-TB | no | no | no | unwired
SIG-004271 | DI | High level switch 04272 | G-0021 | AREA-08 |  |  | standby | CBL-002136 | 2 | SYN-DI-CHARM | SYN-DI-TB | no | no | no | unwired
SIG-004272 | DO | Motor start command 04273 | G-0022 | AREA-01 | RED-001069 | A | duty | CBL-002137 | 1 | SYN-DO-CHARM | SYN-DO-TB | no | yes | no | unwired
SIG-004273 | DO | Solenoid command 04274 | G-0023 | AREA-02 |  |  | standby | CBL-002137 | 2 | SYN-DO-CHARM | SYN-DO-TB | no | yes | no | unwired
SIG-004274 | DI | High level switch 04275 | G-0024 | AREA-03 | RED-001069 | B | duty | CBL-002138 | 1 | SYN-DI-CHARM | SYN-DI-TB | no | no | no | unwired
SIG-004275 | DI | Motor running feedback 04276 | G-0025 | AREA-04 |  |  | standby | CBL-002138 | 2 | SYN-DI-CHARM | SYN-DI-TB | no | no | no | loop_checked
SIG-004276 | AO | Speed reference 04277 | G-0026 | AREA-05 | RED-001070 | A | duty | CBL-002139 | 1 | SYN-AO-CHARM | SYN-AO-TB | yes | yes | yes | unwired
SIG-004277 | AO | Pressure setpoint 04278 | G-0027 | AREA-06 |  |  | standby | CBL-002139 | 2 | SYN-AO-CHARM | SYN-AO-TB | yes | yes | yes | unwired
SIG-004278 | AO | Control valve demand 04279 | G-0028 | AREA-07 | RED-001070 | B | duty | CBL-002140 | 1 | SYN-AO-CHARM | SYN-AO-TB | yes | yes | yes | unwired
SIG-004279 | AO | Speed reference 04280 | G-0029 | AREA-08 |  |  | standby | CBL-002140 | 2 | SYN-AO-CHARM | SYN-AO-TB | yes | yes | yes | unwired
SIG-004280 | AO | Pressure setpoint 04281 | G-0030 | AREA-01 | RED-001071 | A | duty | CBL-002141 | 1 | SYN-AO-CHARM | SYN-AO-TB | yes | yes | yes | unwired
SIG-004281 | AO | Control valve demand 04282 | G-0031 | AREA-02 |  |  | standby | CBL-002141 | 2 | SYN-AO-CHARM | SYN-AO-TB | yes | yes | yes | wired
SIG-004282 | DI | Valve open limit 04283 | G-0032 | AREA-03 | RED-001071 | B | duty | CBL-002142 | 1 | SYN-DI-CHARM | SYN-DI-TB | no | no | no | loop_checked
SIG-004283 | DI | High level switch 04284 | G-0033 | AREA-04 |  |  | standby | CBL-002142 | 2 | SYN-DI-CHARM | SYN-DI-TB | no | no | no | unwired
SIG-004284 | AO | Control valve demand 04285 | G-0034 | AREA-05 | RED-001072 | A | duty | CBL-002143 | 1 | SYN-AO-CHARM | SYN-AO-TB | yes | yes | yes | fat_tested
SIG-004285 | AO | Speed reference 04286 | G-0035 | AREA-06 |  |  | standby | CBL-002143 | 2 | SYN-AO-CHARM | SYN-AO-TB | yes | yes | yes | unwired
SIG-004286 | AO | Pressure setpoint 04287 | G-0036 | AREA-07 | RED-001072 | B | duty | CBL-002144 | 1 | SYN-AO-CHARM | SYN-AO-TB | yes | yes | yes | loop_checked
SIG-004287 | AO | Control valve demand 04288 | G-0037 | AREA-08 |  |  | standby | CBL-002144 | 2 | SYN-AO-CHARM | SYN-AO-TB | yes | yes | yes | unwired
SIG-004288 | DI | Valve open limit 04289 | G-0038 | AREA-01 | RED-001073 | A | duty | CBL-002145 | 1 | SYN-DI-CHARM | SYN-DI-TB | no | no | no | wired
SIG-004289 | DI | High level switch 04290 | G-0039 | AREA-02 |  |  | standby | CBL-002145 | 2 | SYN-DI-CHARM | SYN-DI-TB | no | no | no | unwired
SIG-004290 | AO | Control valve demand 04291 | G-0040 | AREA-03 | RED-001073 | B | duty | CBL-002146 | 1 | SYN-AO-CHARM | SYN-AO-TB | yes | yes | yes | wired
SIG-004291 | AO | Speed reference 04292 | G-0041 | AREA-04 |  |  | standby | CBL-002146 | 2 | SYN-AO-CHARM | SYN-AO-TB | yes | yes | yes | unwired
SIG-004292 | DI | High level switch 04293 | G-0042 | AREA-05 | RED-001074 | A | duty | CBL-002147 | 1 | SYN-DI-CHARM | SYN-DI-TB | no | no | no | fat_tested
SIG-004293 | DI | Motor running feedback 04294 | G-0043 | AREA-06 |  |  | standby | CBL-002147 | 2 | SYN-DI-CHARM | SYN-DI-TB | no | no | no | unwired
SIG-004294 | DI | Valve open limit 04295 | G-0044 | AREA-07 | RED-001074 | B | duty | CBL-002148 | 1 | SYN-DI-CHARM | SYN-DI-TB | no | no | no | unwired
SIG-004295 | DI | High level switch 04296 | G-0045 | AREA-08 |  |  | standby | CBL-002148 | 2 | SYN-DI-CHARM | SYN-DI-TB | no | no | no | unwired
SIG-004296 | DO | Motor start command 04297 | G-0046 | AREA-01 | RED-001075 | A | duty | CBL-002149 | 1 | SYN-DO-CHARM | SYN-DO-TB | no | yes | no | unwired
SIG-004297 | DO | Solenoid command 04298 | G-0047 | AREA-02 |  |  | standby | CBL-002149 | 2 | SYN-DO-CHARM | SYN-DO-TB | no | yes | no | unwired
SIG-004298 | AI | Tank level 04299 | G-0048 | AREA-03 | RED-001075 | B | duty | CBL-002150 | 1 | SYN-AI-CHARM | SYN-AI-TB | yes | no | no | unwired
SIG-004299 | AI | Flow rate 04300 | G-0049 | AREA-04 |  |  | standby | CBL-002150 | 2 | SYN-AI-CHARM | SYN-AI-TB | yes | no | no | unwired
SIG-004300 | DO | Solenoid command 04301 | G-0050 | AREA-05 | RED-001076 | A | duty | CBL-002151 | 1 | SYN-DO-CHARM | SYN-DO-TB | no | yes | no | wired
SIG-004301 | DO | Alarm reset output 04302 | G-0051 | AREA-06 |  |  | standby | CBL-002151 | 2 | SYN-DO-CHARM | SYN-DO-TB | no | yes | no | fat_tested
SIG-004302 | DI | Motor running feedback 04303 | G-0052 | AREA-07 | RED-001076 | B | duty | CBL-002152 | 1 | SYN-DI-CHARM | SYN-DI-TB | no | no | no | wired
SIG-004303 | DI | Valve open limit 04304 | G-0053 | AREA-08 |  |  | standby | CBL-002152 | 2 | SYN-DI-CHARM | SYN-DI-TB | no | no | no | loop_checked
SIG-004304 | AI | Process temperature 04305 | G-0054 | AREA-01 | RED-001077 | A | duty | CBL-002153 | 1 | SYN-AI-CHARM | SYN-AI-TB | yes | no | no | unwired
SIG-004305 | AI | Suction pressure 04306 | G-0055 | AREA-02 |  |  | standby | CBL-002153 | 2 | SYN-AI-CHARM | SYN-AI-TB | yes | no | no | wired
SIG-004306 | AI | Tank level 04307 | G-0056 | AREA-03 | RED-001077 | B | duty | CBL-002154 | 1 | SYN-AI-CHARM | SYN-AI-TB | yes | no | no | wired
SIG-004307 | AI | Flow rate 04308 | G-0057 | AREA-04 |  |  | standby | CBL-002154 | 2 | SYN-AI-CHARM | SYN-AI-TB | yes | no | no | unwired
SIG-004308 | DO | Motor start command 04309 | G-0058 | AREA-05 | RED-001078 | A | duty | CBL-002155 | 1 | SYN-DO-CHARM | SYN-DO-TB | no | yes | no | wired
SIG-004309 | DO | Solenoid command 04310 | G-0059 | AREA-06 |  |  | standby | CBL-002155 | 2 | SYN-DO-CHARM | SYN-DO-TB | no | yes | no | loop_checked
SIG-004310 | DI | High level switch 04311 | G-0060 | AREA-07 | RED-001078 | B | duty | CBL-002156 | 1 | SYN-DI-CHARM | SYN-DI-TB | no | no | no | unwired
SIG-004311 | DI | Motor running feedback 04312 | G-0061 | AREA-08 |  |  | standby | CBL-002156 | 2 | SYN-DI-CHARM | SYN-DI-TB | no | no | no | unwired
SIG-004312 | AI | Process temperature 04313 | G-0062 | AREA-01 | RED-001079 | A | duty | CBL-002157 | 1 | SYN-AI-CHARM | SYN-AI-TB | yes | no | no | unwired
SIG-004313 | AI | Suction pressure 04314 | G-0063 | AREA-02 |  |  | standby | CBL-002157 | 2 | SYN-AI-CHARM | SYN-AI-TB | yes | no | no | wired
SIG-004314 | AI | Tank level 04315 | G-0064 | AREA-03 | RED-001079 | B | duty | CBL-002158 | 1 | SYN-AI-CHARM | SYN-AI-TB | yes | no | no | wired
SIG-004315 | AI | Flow rate 04316 | G-0065 | AREA-04 |  |  | standby | CBL-002158 | 2 | SYN-AI-CHARM | SYN-AI-TB | yes | no | no | unwired
SIG-004316 | AI | Process temperature 04317 | G-0066 | AREA-05 | RED-001080 | A | duty | CBL-002159 | 1 | SYN-AI-CHARM | SYN-AI-TB | yes | no | no | wired
SIG-004317 | AI | Suction pressure 04318 | G-0067 | AREA-06 |  |  | standby | CBL-002159 | 2 | SYN-AI-CHARM | SYN-AI-TB | yes | no | no | unwired
SIG-004318 | AI | Tank level 04319 | G-0068 | AREA-07 | RED-001080 | B | duty | CBL-002160 | 1 | SYN-AI-CHARM | SYN-AI-TB | yes | no | no | wired
SIG-004319 | AI | Flow rate 04320 | G-0069 | AREA-08 |  |  | standby | CBL-002160 | 2 | SYN-AI-CHARM | SYN-AI-TB | yes | no | no | unwired
SIG-004320 | DI | Motor running feedback 04321 | G-0070 | AREA-01 | RED-001081 | A | duty | CBL-002161 | 1 | SYN-DI-CHARM | SYN-DI-TB | no | no | no | unwired
SIG-004321 | DI | Valve open limit 04322 | G-0071 | AREA-02 |  |  | standby | CBL-002161 | 2 | SYN-DI-CHARM | SYN-DI-TB | no | no | no | wired
SIG-004322 | AI | Tank level 04323 | G-0072 | AREA-03 | RED-001081 | B | duty | CBL-002162 | 1 | SYN-AI-CHARM | SYN-AI-TB | yes | no | no | unwired
SIG-004323 | AI | Flow rate 04324 | G-0073 | AREA-04 |  |  | standby | CBL-002162 | 2 | SYN-AI-CHARM | SYN-AI-TB | yes | no | no | unwired
SIG-004324 | DO | Solenoid command 04325 | G-0074 | AREA-05 | RED-001082 | A | duty | CBL-002163 | 1 | SYN-DO-CHARM | SYN-DO-TB | no | yes | no | fat_tested
SIG-004325 | DO | Alarm reset output 04326 | G-0075 | AREA-06 |  |  | standby | CBL-002163 | 2 | SYN-DO-CHARM | SYN-DO-TB | no | yes | no | wired
SIG-004326 | AO | Control valve demand 04327 | G-0076 | AREA-07 | RED-001082 | B | duty | CBL-002164 | 1 | SYN-AO-CHARM | SYN-AO-TB | yes | yes | yes | wired
SIG-004327 | AO | Speed reference 04328 | G-0077 | AREA-08 |  |  | standby | CBL-002164 | 2 | SYN-AO-CHARM | SYN-AO-TB | yes | yes | yes | wired
SIG-004328 | DO | Alarm reset output 04329 | G-0078 | AREA-01 | RED-001083 | A | duty | CBL-002165 | 1 | SYN-DO-CHARM | SYN-DO-TB | no | yes | no | unwired
SIG-004329 | DO | Motor start command 04330 | G-0079 | AREA-02 |  |  | standby | CBL-002165 | 2 | SYN-DO-CHARM | SYN-DO-TB | no | yes | no | wired
SIG-004330 | DO | Solenoid command 04331 | G-0080 | AREA-03 | RED-001083 | B | duty | CBL-002166 | 1 | SYN-DO-CHARM | SYN-DO-TB | no | yes | no | wired
SIG-004331 | DO | Alarm reset output 04332 | G-0081 | AREA-04 |  |  | standby | CBL-002166 | 2 | SYN-DO-CHARM | SYN-DO-TB | no | yes | no | unwired
SIG-004332 | DI | Motor running feedback 04333 | G-0082 | AREA-05 | RED-001084 | A | duty | CBL-002167 | 1 | SYN-DI-CHARM | SYN-DI-TB | no | no | no | wired
SIG-004333 | DI | Valve open limit 04334 | G-0083 | AREA-06 |  |  | standby | CBL-002167 | 2 | SYN-DI-CHARM | SYN-DI-TB | no | no | no | unwired
SIG-004334 | DI | High level switch 04335 | G-0084 | AREA-07 | RED-001084 | B | duty | CBL-002168 | 1 | SYN-DI-CHARM | SYN-DI-TB | no | no | no | unwired
SIG-004335 | DI | Motor running feedback 04336 | G-0085 | AREA-08 |  |  | standby | CBL-002168 | 2 | SYN-DI-CHARM | SYN-DI-TB | no | no | no | unwired
SIG-004336 | AI | Process temperature 04337 | G-0086 | AREA-01 | RED-001085 | A | duty | CBL-002169 | 1 | SYN-AI-CHARM | SYN-AI-TB | yes | no | no | unwired
SIG-004337 | AI | Suction pressure 04338 | G-0087 | AREA-02 |  |  | standby | CBL-002169 | 2 | SYN-AI-CHARM | SYN-AI-TB | yes | no | no | unwired
SIG-004338 | AO | Control valve demand 04339 | G-0088 | AREA-03 | RED-001085 | B | duty | CBL-002170 | 1 | SYN-AO-CHARM | SYN-AO-TB | yes | yes | yes | fat_tested
SIG-004339 | AO | Speed reference 04340 | G-0089 | AREA-04 |  |  | standby | CBL-002170 | 2 | SYN-AO-CHARM | SYN-AO-TB | yes | yes | yes | unwired
SIG-004340 | DO | Alarm reset output 04341 | G-0090 | AREA-05 | RED-001086 | A | duty | CBL-002171 | 1 | SYN-DO-CHARM | SYN-DO-TB | no | yes | no | wired
SIG-004341 | DO | Motor start command 04342 | G-0091 | AREA-06 |  |  | standby | CBL-002171 | 2 | SYN-DO-CHARM | SYN-DO-TB | no | yes | no | unwired
SIG-004342 | AO | Speed reference 04343 | G-0092 | AREA-07 | RED-001086 | B | duty | CBL-002172 | 1 | SYN-AO-CHARM | SYN-AO-TB | yes | yes | yes | loop_checked
SIG-004343 | AO | Pressure setpoint 04344 | G-0093 | AREA-08 |  |  | standby | CBL-002172 | 2 | SYN-AO-CHARM | SYN-AO-TB | yes | yes | yes | unwired
SIG-004344 | AI | Process temperature 04345 | G-0094 | AREA-01 | RED-001087 | A | duty | CBL-002173 | 1 | SYN-AI-CHARM | SYN-AI-TB | yes | no | no | loop_checked
SIG-004345 | AI | Suction pressure 04346 | G-0095 | AREA-02 |  |  | standby | CBL-002173 | 2 | SYN-AI-CHARM | SYN-AI-TB | yes | no | no | wired
SIG-004346 | DO | Alarm reset output 04347 | G-0096 | AREA-03 | RED-001087 | B | duty | CBL-002174 | 1 | SYN-DO-CHARM | SYN-DO-TB | no | yes | no | loop_checked
SIG-004347 | DO | Motor start command 04348 | G-0097 | AREA-04 |  |  | standby | CBL-002174 | 2 | SYN-DO-CHARM | SYN-DO-TB | no | yes | no | wired
SIG-004348 | AI | Process temperature 04349 | G-0098 | AREA-05 | RED-001088 | A | duty | CBL-002175 | 1 | SYN-AI-CHARM | SYN-AI-TB | yes | no | no | unwired
SIG-004349 | AI | Suction pressure 04350 | G-0099 | AREA-06 |  |  | standby | CBL-002175 | 2 | SYN-AI-CHARM | SYN-AI-TB | yes | no | no | unwired
SIG-004350 | DI | Motor running feedback 04351 | G-0100 | AREA-07 | RED-001088 | B | duty | CBL-002176 | 1 | SYN-DI-CHARM | SYN-DI-TB | no | no | no | unwired
SIG-004351 | DI | Valve open limit 04352 | G-0101 | AREA-08 |  |  | standby | CBL-002176 | 2 | SYN-DI-CHARM | SYN-DI-TB | no | no | no | unwired
SIG-004352 | DO | Alarm reset output 04353 | G-0102 | AREA-01 | RED-001089 | A | duty | CBL-002177 | 1 | SYN-DO-CHARM | SYN-DO-TB | no | yes | no | wired
SIG-004353 | DO | Motor start command 04354 | G-0103 | AREA-02 |  |  | standby | CBL-002177 | 2 | SYN-DO-CHARM | SYN-DO-TB | no | yes | no | loop_checked
SIG-004354 | DO | Solenoid command 04355 | G-0104 | AREA-03 | RED-001089 | B | duty | CBL-002178 | 1 | SYN-DO-CHARM | SYN-DO-TB | no | yes | no | wired
SIG-004355 | DO | Alarm reset output 04356 | G-0105 | AREA-04 |  |  | standby | CBL-002178 | 2 | SYN-DO-CHARM | SYN-DO-TB | no | yes | no | unwired
SIG-004356 | AI | Process temperature 04357 | G-0106 | AREA-05 | RED-001090 | A | duty | CBL-002179 | 1 | SYN-AI-CHARM | SYN-AI-TB | yes | no | no | loop_checked
SIG-004357 | AI | Suction pressure 04358 | G-0107 | AREA-06 |  |  | standby | CBL-002179 | 2 | SYN-AI-CHARM | SYN-AI-TB | yes | no | no | unwired
SIG-004358 | AI | Tank level 04359 | G-0108 | AREA-07 | RED-001090 | B | duty | CBL-002180 | 1 | SYN-AI-CHARM | SYN-AI-TB | yes | no | no | loop_checked
SIG-004359 | AI | Flow rate 04360 | G-0109 | AREA-08 |  |  | standby | CBL-002180 | 2 | SYN-AI-CHARM | SYN-AI-TB | yes | no | no | wired
SIG-004360 | AI | Process temperature 04361 | G-0110 | AREA-01 | RED-001091 | A | duty | CBL-002181 | 1 | SYN-AI-CHARM | SYN-AI-TB | yes | no | no | unwired
SIG-004361 | AI | Suction pressure 04362 | G-0111 | AREA-02 |  |  | standby | CBL-002181 | 2 | SYN-AI-CHARM | SYN-AI-TB | yes | no | no | unwired
SIG-004362 | AI | Tank level 04363 | G-0112 | AREA-03 | RED-001091 | B | duty | CBL-002182 | 1 | SYN-AI-CHARM | SYN-AI-TB | yes | no | no | unwired
SIG-004363 | AI | Flow rate 04364 | G-0113 | AREA-04 |  |  | standby | CBL-002182 | 2 | SYN-AI-CHARM | SYN-AI-TB | yes | no | no | unwired
SIG-004364 | AO | Pressure setpoint 04365 | G-0114 | AREA-05 | RED-001092 | A | duty | CBL-002183 | 1 | SYN-AO-CHARM | SYN-AO-TB | yes | yes | yes | fat_tested
SIG-004365 | AO | Control valve demand 04366 | G-0115 | AREA-06 |  |  | standby | CBL-002183 | 2 | SYN-AO-CHARM | SYN-AO-TB | yes | yes | yes | unwired
SIG-004366 | DO | Solenoid command 04367 | G-0116 | AREA-07 | RED-001092 | B | duty | CBL-002184 | 1 | SYN-DO-CHARM | SYN-DO-TB | no | yes | no | unwired
SIG-004367 | DO | Alarm reset output 04368 | G-0117 | AREA-08 |  |  | standby | CBL-002184 | 2 | SYN-DO-CHARM | SYN-DO-TB | no | yes | no | unwired
SIG-004368 | AI | Process temperature 04369 | G-0118 | AREA-01 | RED-001093 | A | duty | CBL-002185 | 1 | SYN-AI-CHARM | SYN-AI-TB | yes | no | no | unwired
SIG-004369 | AI | Suction pressure 04370 | G-0119 | AREA-02 |  |  | standby | CBL-002185 | 2 | SYN-AI-CHARM | SYN-AI-TB | yes | no | no | fat_tested
SIG-004370 | DO | Alarm reset output 04371 | G-0120 | AREA-03 | RED-001093 | B | duty | CBL-002186 | 1 | SYN-DO-CHARM | SYN-DO-TB | no | yes | no | wired
SIG-004371 | DO | Motor start command 04372 | G-0121 | AREA-04 |  |  | standby | CBL-002186 | 2 | SYN-DO-CHARM | SYN-DO-TB | no | yes | no | loop_checked
SIG-004372 | DI | Valve open limit 04373 | G-0122 | AREA-05 | RED-001094 | A | duty | CBL-002187 | 1 | SYN-DI-CHARM | SYN-DI-TB | no | no | no | wired
SIG-004373 | DI | High level switch 04374 | G-0123 | AREA-06 |  |  | standby | CBL-002187 | 2 | SYN-DI-CHARM | SYN-DI-TB | no | no | no | loop_checked
SIG-004374 | DI | Motor running feedback 04375 | G-0124 | AREA-07 | RED-001094 | B | duty | CBL-002188 | 1 | SYN-DI-CHARM | SYN-DI-TB | no | no | no | loop_checked
SIG-004375 | DI | Valve open limit 04376 | G-0125 | AREA-08 |  |  | standby | CBL-002188 | 2 | SYN-DI-CHARM | SYN-DI-TB | no | no | no | unwired
SIG-004376 | DO | Alarm reset output 04377 | G-0126 | AREA-01 | RED-001095 | A | duty | CBL-002189 | 1 | SYN-DO-CHARM | SYN-DO-TB | no | yes | no | unwired
SIG-004377 | DO | Motor start command 04378 | G-0127 | AREA-02 |  |  | standby | CBL-002189 | 2 | SYN-DO-CHARM | SYN-DO-TB | no | yes | no | fat_tested
SIG-004378 | DI | Valve open limit 04379 | G-0128 | AREA-03 | RED-001095 | B | duty | CBL-002190 | 1 | SYN-DI-CHARM | SYN-DI-TB | no | no | no | unwired
SIG-004379 | DI | High level switch 04380 | G-0129 | AREA-04 |  |  | standby | CBL-002190 | 2 | SYN-DI-CHARM | SYN-DI-TB | no | no | no | unwired
SIG-004380 | DO | Motor start command 04381 | G-0130 | AREA-05 | RED-001096 | A | duty | CBL-002191 | 1 | SYN-DO-CHARM | SYN-DO-TB | no | yes | no | wired
SIG-004381 | DO | Solenoid command 04382 | G-0131 | AREA-06 |  |  | standby | CBL-002191 | 2 | SYN-DO-CHARM | SYN-DO-TB | no | yes | no | unwired
SIG-004382 | DI | High level switch 04383 | G-0132 | AREA-07 | RED-001096 | B | duty | CBL-002192 | 1 | SYN-DI-CHARM | SYN-DI-TB | no | no | no | loop_checked
SIG-004383 | DI | Motor running feedback 04384 | G-0133 | AREA-08 |  |  | standby | CBL-002192 | 2 | SYN-DI-CHARM | SYN-DI-TB | no | no | no | unwired
SIG-004384 | DO | Solenoid command 04385 | G-0134 | AREA-01 | RED-001097 | A | duty | CBL-002193 | 1 | SYN-DO-CHARM | SYN-DO-TB | no | yes | no | fat_tested
SIG-004385 | DO | Alarm reset output 04386 | G-0135 | AREA-02 |  |  | standby | CBL-002193 | 2 | SYN-DO-CHARM | SYN-DO-TB | no | yes | no | unwired
SIG-004386 | AO | Control valve demand 04387 | G-0136 | AREA-03 | RED-001097 | B | duty | CBL-002194 | 1 | SYN-AO-CHARM | SYN-AO-TB | yes | yes | yes | unwired
SIG-004387 | AO | Speed reference 04388 | G-0137 | AREA-04 |  |  | standby | CBL-002194 | 2 | SYN-AO-CHARM | SYN-AO-TB | yes | yes | yes | unwired
SIG-004388 | DI | High level switch 04389 | G-0138 | AREA-05 | RED-001098 | A | duty | CBL-002195 | 1 | SYN-DI-CHARM | SYN-DI-TB | no | no | no | unwired
SIG-004389 | DI | Motor running feedback 04390 | G-0139 | AREA-06 |  |  | standby | CBL-002195 | 2 | SYN-DI-CHARM | SYN-DI-TB | no | no | no | wired
SIG-004390 | AO | Speed reference 04391 | G-0140 | AREA-07 | RED-001098 | B | duty | CBL-002196 | 1 | SYN-AO-CHARM | SYN-AO-TB | yes | yes | yes | loop_checked
SIG-004391 | AO | Pressure setpoint 04392 | G-0141 | AREA-08 |  |  | standby | CBL-002196 | 2 | SYN-AO-CHARM | SYN-AO-TB | yes | yes | yes | loop_checked
SIG-004392 | DO | Motor start command 04393 | G-0142 | AREA-01 | RED-001099 | A | duty | CBL-002197 | 1 | SYN-DO-CHARM | SYN-DO-TB | no | yes | no | unwired
SIG-004393 | DO | Solenoid command 04394 | G-0143 | AREA-02 |  |  | standby | CBL-002197 | 2 | SYN-DO-CHARM | SYN-DO-TB | no | yes | no | loop_checked
SIG-004394 | DI | High level switch 04395 | G-0144 | AREA-03 | RED-001099 | B | duty | CBL-002198 | 1 | SYN-DI-CHARM | SYN-DI-TB | no | no | no | unwired
SIG-004395 | DI | Motor running feedback 04396 | G-0145 | AREA-04 |  |  | standby | CBL-002198 | 2 | SYN-DI-CHARM | SYN-DI-TB | no | no | no | unwired
SIG-004396 | AO | Speed reference 04397 | G-0146 | AREA-05 | RED-001100 | A | duty | CBL-002199 | 1 | SYN-AO-CHARM | SYN-AO-TB | yes | yes | yes | wired
SIG-004397 | AO | Pressure setpoint 04398 | G-0147 | AREA-06 |  |  | standby | CBL-002199 | 2 | SYN-AO-CHARM | SYN-AO-TB | yes | yes | yes | unwired
SIG-004398 | DI | Motor running feedback 04399 | G-0148 | AREA-07 | RED-001100 | B | duty | CBL-002200 | 1 | SYN-DI-CHARM | SYN-DI-TB | no | no | no | unwired
SIG-004399 | DI | Valve open limit 04400 | G-0149 | AREA-08 |  |  | standby | CBL-002200 | 2 | SYN-DI-CHARM | SYN-DI-TB | no | no | no | wired
SIG-004400 | DO | Alarm reset output 04401 | G-0150 | AREA-01 | RED-001101 | A | duty | CBL-002201 | 1 | SYN-DO-CHARM | SYN-DO-TB | no | yes | no | wired
SIG-004401 | DO | Motor start command 04402 | G-0151 | AREA-02 |  |  | standby | CBL-002201 | 2 | SYN-DO-CHARM | SYN-DO-TB | no | yes | no | unwired
SIG-004402 | DO | Solenoid command 04403 | G-0152 | AREA-03 | RED-001101 | B | duty | CBL-002202 | 1 | SYN-DO-CHARM | SYN-DO-TB | no | yes | no | unwired
SIG-004403 | DO | Alarm reset output 04404 | G-0153 | AREA-04 |  |  | standby | CBL-002202 | 2 | SYN-DO-CHARM | SYN-DO-TB | no | yes | no | wired
SIG-004404 | AI | Process temperature 04405 | G-0154 | AREA-05 | RED-001102 | A | duty | CBL-002203 | 1 | SYN-AI-CHARM | SYN-AI-TB | yes | no | no | wired
SIG-004405 | AI | Suction pressure 04406 | G-0155 | AREA-06 |  |  | standby | CBL-002203 | 2 | SYN-AI-CHARM | SYN-AI-TB | yes | no | no | fat_tested
SIG-004406 | AI | Tank level 04407 | G-0156 | AREA-07 | RED-001102 | B | duty | CBL-002204 | 1 | SYN-AI-CHARM | SYN-AI-TB | yes | no | no | unwired
SIG-004407 | AI | Flow rate 04408 | G-0157 | AREA-08 |  |  | standby | CBL-002204 | 2 | SYN-AI-CHARM | SYN-AI-TB | yes | no | no | wired
SIG-004408 | DI | Valve open limit 04409 | G-0158 | AREA-01 | RED-001103 | A | duty | CBL-002205 | 1 | SYN-DI-CHARM | SYN-DI-TB | no | no | no | wired
SIG-004409 | DI | High level switch 04410 | G-0159 | AREA-02 |  |  | standby | CBL-002205 | 2 | SYN-DI-CHARM | SYN-DI-TB | no | no | no | unwired
SIG-004410 | DI | Motor running feedback 04411 | G-0160 | AREA-03 | RED-001103 | B | duty | CBL-002206 | 1 | SYN-DI-CHARM | SYN-DI-TB | no | no | no | wired
SIG-004411 | DI | Valve open limit 04412 | G-0161 | AREA-04 |  |  | standby | CBL-002206 | 2 | SYN-DI-CHARM | SYN-DI-TB | no | no | no | unwired
SIG-004412 | DI | High level switch 04413 | G-0162 | AREA-05 | RED-001104 | A | duty | CBL-002207 | 1 | SYN-DI-CHARM | SYN-DI-TB | no | no | no | loop_checked
SIG-004413 | DI | Motor running feedback 04414 | G-0163 | AREA-06 |  |  | standby | CBL-002207 | 2 | SYN-DI-CHARM | SYN-DI-TB | no | no | no | unwired
SIG-004414 | DI | Valve open limit 04415 | G-0164 | AREA-07 | RED-001104 | B | duty | CBL-002208 | 1 | SYN-DI-CHARM | SYN-DI-TB | no | no | no | unwired
SIG-004415 | DI | High level switch 04416 | G-0165 | AREA-08 |  |  | standby | CBL-002208 | 2 | SYN-DI-CHARM | SYN-DI-TB | no | no | no | unwired
SIG-004416 | DI | Motor running feedback 04417 | G-0166 | AREA-01 | RED-001105 | A | duty | CBL-002209 | 1 | SYN-DI-CHARM | SYN-DI-TB | no | no | no | wired
SIG-004417 | DI | Valve open limit 04418 | G-0167 | AREA-02 |  |  | standby | CBL-002209 | 2 | SYN-DI-CHARM | SYN-DI-TB | no | no | no | unwired
SIG-004418 | AI | Tank level 04419 | G-0168 | AREA-03 | RED-001105 | B | duty | CBL-002210 | 1 | SYN-AI-CHARM | SYN-AI-TB | yes | no | no | unwired
SIG-004419 | AI | Flow rate 04420 | G-0169 | AREA-04 |  |  | standby | CBL-002210 | 2 | SYN-AI-CHARM | SYN-AI-TB | yes | no | no | unwired
SIG-004420 | AI | Process temperature 04421 | G-0170 | AREA-05 | RED-001106 | A | duty | CBL-002211 | 1 | SYN-AI-CHARM | SYN-AI-TB | yes | no | no | loop_checked
SIG-004421 | AI | Suction pressure 04422 | G-0171 | AREA-06 |  |  | standby | CBL-002211 | 2 | SYN-AI-CHARM | SYN-AI-TB | yes | no | no | unwired
SIG-004422 | DI | Motor running feedback 04423 | G-0172 | AREA-07 | RED-001106 | B | duty | CBL-002212 | 1 | SYN-DI-CHARM | SYN-DI-TB | no | no | no | unwired
SIG-004423 | DI | Valve open limit 04424 | G-0173 | AREA-08 |  |  | standby | CBL-002212 | 2 | SYN-DI-CHARM | SYN-DI-TB | no | no | no | unwired
SIG-004424 | AI | Process temperature 04425 | G-0174 | AREA-01 | RED-001107 | A | duty | CBL-002213 | 1 | SYN-AI-CHARM | SYN-AI-TB | yes | no | no | wired
SIG-004425 | AI | Suction pressure 04426 | G-0175 | AREA-02 |  |  | standby | CBL-002213 | 2 | SYN-AI-CHARM | SYN-AI-TB | yes | no | no | loop_checked
SIG-004426 | DO | Solenoid command 04427 | G-0176 | AREA-03 | RED-001107 | B | duty | CBL-002214 | 1 | SYN-DO-CHARM | SYN-DO-TB | no | yes | no | unwired
SIG-004427 | DO | Alarm reset output 04428 | G-0177 | AREA-04 |  |  | standby | CBL-002214 | 2 | SYN-DO-CHARM | SYN-DO-TB | no | yes | no | fat_tested
SIG-004428 | AI | Process temperature 04429 | G-0178 | AREA-05 | RED-001108 | A | duty | CBL-002215 | 1 | SYN-AI-CHARM | SYN-AI-TB | yes | no | no | unwired
SIG-004429 | AI | Suction pressure 04430 | G-0179 | AREA-06 |  |  | standby | CBL-002215 | 2 | SYN-AI-CHARM | SYN-AI-TB | yes | no | no | fat_tested
SIG-004430 | AO | Pressure setpoint 04431 | G-0180 | AREA-07 | RED-001108 | B | duty | CBL-002216 | 1 | SYN-AO-CHARM | SYN-AO-TB | yes | yes | yes | wired
SIG-004431 | AO | Control valve demand 04432 | G-0181 | AREA-08 |  |  | standby | CBL-002216 | 2 | SYN-AO-CHARM | SYN-AO-TB | yes | yes | yes | wired
SIG-004432 | DI | Valve open limit 04433 | G-0182 | AREA-01 | RED-001109 | A | duty | CBL-002217 | 1 | SYN-DI-CHARM | SYN-DI-TB | no | no | no | unwired
SIG-004433 | DI | High level switch 04434 | G-0183 | AREA-02 |  |  | standby | CBL-002217 | 2 | SYN-DI-CHARM | SYN-DI-TB | no | no | no | unwired
SIG-004434 | AI | Tank level 04435 | G-0184 | AREA-03 | RED-001109 | B | duty | CBL-002218 | 1 | SYN-AI-CHARM | SYN-AI-TB | yes | no | no | unwired
SIG-004435 | AI | Flow rate 04436 | G-0185 | AREA-04 |  |  | standby | CBL-002218 | 2 | SYN-AI-CHARM | SYN-AI-TB | yes | no | no | wired
SIG-004436 | DO | Alarm reset output 04437 | G-0186 | AREA-05 | RED-001110 | A | duty | CBL-002219 | 1 | SYN-DO-CHARM | SYN-DO-TB | no | yes | no | wired
SIG-004437 | DO | Motor start command 04438 | G-0187 | AREA-06 |  |  | standby | CBL-002219 | 2 | SYN-DO-CHARM | SYN-DO-TB | no | yes | no | wired
SIG-004438 | DI | Valve open limit 04439 | G-0188 | AREA-07 | RED-001110 | B | duty | CBL-002220 | 1 | SYN-DI-CHARM | SYN-DI-TB | no | no | no | wired
SIG-004439 | DI | High level switch 04440 | G-0189 | AREA-08 |  |  | standby | CBL-002220 | 2 | SYN-DI-CHARM | SYN-DI-TB | no | no | no | loop_checked
SIG-004440 | DI | Motor running feedback 04441 | G-0190 | AREA-01 | RED-001111 | A | duty | CBL-002221 | 1 | SYN-DI-CHARM | SYN-DI-TB | no | no | no | unwired
SIG-004441 | DI | Valve open limit 04442 | G-0191 | AREA-02 |  |  | standby | CBL-002221 | 2 | SYN-DI-CHARM | SYN-DI-TB | no | no | no | unwired
SIG-004442 | AI | Tank level 04443 | G-0192 | AREA-03 | RED-001111 | B | duty | CBL-002222 | 1 | SYN-AI-CHARM | SYN-AI-TB | yes | no | no | unwired
SIG-004443 | AI | Flow rate 04444 | G-0193 | AREA-04 |  |  | standby | CBL-002222 | 2 | SYN-AI-CHARM | SYN-AI-TB | yes | no | no | unwired
SIG-004444 | AI | Process temperature 04445 | G-0194 | AREA-05 | RED-001112 | A | duty | CBL-002223 | 1 | SYN-AI-CHARM | SYN-AI-TB | yes | no | no | loop_checked
SIG-004445 | AI | Suction pressure 04446 | G-0195 | AREA-06 |  |  | standby | CBL-002223 | 2 | SYN-AI-CHARM | SYN-AI-TB | yes | no | no | wired
SIG-004446 | DO | Motor start command 04447 | G-0196 | AREA-07 | RED-001112 | B | duty | CBL-002224 | 1 | SYN-DO-CHARM | SYN-DO-TB | no | yes | no | unwired
SIG-004447 | DO | Solenoid command 04448 | G-0197 | AREA-08 |  |  | standby | CBL-002224 | 2 | SYN-DO-CHARM | SYN-DO-TB | no | yes | no | unwired
SIG-004448 | AI | Process temperature 04449 | G-0198 | AREA-01 | RED-001113 | A | duty | CBL-002225 | 1 | SYN-AI-CHARM | SYN-AI-TB | yes | no | no | fat_tested
SIG-004449 | AI | Suction pressure 04450 | G-0199 | AREA-02 |  |  | standby | CBL-002225 | 2 | SYN-AI-CHARM | SYN-AI-TB | yes | no | no | unwired
SIG-004450 | AI | Tank level 04451 | G-0200 | AREA-03 | RED-001113 | B | duty | CBL-002226 | 1 | SYN-AI-CHARM | SYN-AI-TB | yes | no | no | unwired
SIG-004451 | AI | Flow rate 04452 | G-0201 | AREA-04 |  |  | standby | CBL-002226 | 2 | SYN-AI-CHARM | SYN-AI-TB | yes | no | no | unwired
SIG-004452 | AI | Process temperature 04453 | G-0202 | AREA-05 | RED-001114 | A | duty | CBL-002227 | 1 | SYN-AI-CHARM | SYN-AI-TB | yes | no | no | loop_checked
SIG-004453 | AI | Suction pressure 04454 | G-0203 | AREA-06 |  |  | standby | CBL-002227 | 2 | SYN-AI-CHARM | SYN-AI-TB | yes | no | no | wired
SIG-004454 | DO | Alarm reset output 04455 | G-0204 | AREA-07 | RED-001114 | B | duty | CBL-002228 | 1 | SYN-DO-CHARM | SYN-DO-TB | no | yes | no | unwired
SIG-004455 | DO | Motor start command 04456 | G-0205 | AREA-08 |  |  | standby | CBL-002228 | 2 | SYN-DO-CHARM | SYN-DO-TB | no | yes | no | wired
SIG-004456 | AI | Process temperature 04457 | G-0206 | AREA-01 | RED-001115 | A | duty | CBL-002229 | 1 | SYN-AI-CHARM | SYN-AI-TB | yes | no | no | unwired
SIG-004457 | AI | Suction pressure 04458 | G-0207 | AREA-02 |  |  | standby | CBL-002229 | 2 | SYN-AI-CHARM | SYN-AI-TB | yes | no | no | wired
SIG-004458 | AO | Control valve demand 04459 | G-0208 | AREA-03 | RED-001115 | B | duty | CBL-002230 | 1 | SYN-AO-CHARM | SYN-AO-TB | yes | yes | yes | unwired
SIG-004459 | AO | Speed reference 04460 | G-0209 | AREA-04 |  |  | standby | CBL-002230 | 2 | SYN-AO-CHARM | SYN-AO-TB | yes | yes | yes | unwired
SIG-004460 | AO | Pressure setpoint 04461 | G-0210 | AREA-05 | RED-001116 | A | duty | CBL-002231 | 1 | SYN-AO-CHARM | SYN-AO-TB | yes | yes | yes | wired
SIG-004461 | AO | Control valve demand 04462 | G-0211 | AREA-06 |  |  | standby | CBL-002231 | 2 | SYN-AO-CHARM | SYN-AO-TB | yes | yes | yes | loop_checked
SIG-004462 | DI | Valve open limit 04463 | G-0212 | AREA-07 | RED-001116 | B | duty | CBL-002232 | 1 | SYN-DI-CHARM | SYN-DI-TB | no | no | no | loop_checked
SIG-004463 | DI | High level switch 04464 | G-0213 | AREA-08 |  |  | standby | CBL-002232 | 2 | SYN-DI-CHARM | SYN-DI-TB | no | no | no | wired
SIG-004464 | AO | Control valve demand 04465 | G-0214 | AREA-01 | RED-001117 | A | duty | CBL-002233 | 1 | SYN-AO-CHARM | SYN-AO-TB | yes | yes | yes | unwired
SIG-004465 | AO | Speed reference 04466 | G-0215 | AREA-02 |  |  | standby | CBL-002233 | 2 | SYN-AO-CHARM | SYN-AO-TB | yes | yes | yes | loop_checked
SIG-004466 | DI | High level switch 04467 | G-0216 | AREA-03 | RED-001117 | B | duty | CBL-002234 | 1 | SYN-DI-CHARM | SYN-DI-TB | no | no | no | unwired
SIG-004467 | DI | Motor running feedback 04468 | G-0217 | AREA-04 |  |  | standby | CBL-002234 | 2 | SYN-DI-CHARM | SYN-DI-TB | no | no | no | unwired
SIG-004468 | DO | Solenoid command 04469 | G-0218 | AREA-05 | RED-001118 | A | duty | CBL-002235 | 1 | SYN-DO-CHARM | SYN-DO-TB | no | yes | no | unwired
SIG-004469 | DO | Alarm reset output 04470 | G-0219 | AREA-06 |  |  | standby | CBL-002235 | 2 | SYN-DO-CHARM | SYN-DO-TB | no | yes | no | loop_checked
SIG-004470 | DI | Motor running feedback 04471 | G-0220 | AREA-07 | RED-001118 | B | duty | CBL-002236 | 1 | SYN-DI-CHARM | SYN-DI-TB | no | no | no | loop_checked
SIG-004471 | DI | Valve open limit 04472 | G-0221 | AREA-08 |  |  | standby | CBL-002236 | 2 | SYN-DI-CHARM | SYN-DI-TB | no | no | no | fat_tested
SIG-004472 | DI | High level switch 04473 | G-0222 | AREA-01 | RED-001119 | A | duty | CBL-002237 | 1 | SYN-DI-CHARM | SYN-DI-TB | no | no | no | wired
SIG-004473 | DI | Motor running feedback 04474 | G-0223 | AREA-02 |  |  | standby | CBL-002237 | 2 | SYN-DI-CHARM | SYN-DI-TB | no | no | no | unwired
SIG-004474 | DO | Solenoid command 04475 | G-0224 | AREA-03 | RED-001119 | B | duty | CBL-002238 | 1 | SYN-DO-CHARM | SYN-DO-TB | no | yes | no | loop_checked
SIG-004475 | DO | Alarm reset output 04476 | G-0225 | AREA-04 |  |  | standby | CBL-002238 | 2 | SYN-DO-CHARM | SYN-DO-TB | no | yes | no | unwired
SIG-004476 | DI | Motor running feedback 04477 | G-0226 | AREA-05 | RED-001120 | A | duty | CBL-002239 | 1 | SYN-DI-CHARM | SYN-DI-TB | no | no | no | unwired
SIG-004477 | DI | Valve open limit 04478 | G-0227 | AREA-06 |  |  | standby | CBL-002239 | 2 | SYN-DI-CHARM | SYN-DI-TB | no | no | no | loop_checked
SIG-004478 | AO | Pressure setpoint 04479 | G-0228 | AREA-07 | RED-001120 | B | duty | CBL-002240 | 1 | SYN-AO-CHARM | SYN-AO-TB | yes | yes | yes | unwired
SIG-004479 | AO | Control valve demand 04480 | G-0229 | AREA-08 |  |  | standby | CBL-002240 | 2 | SYN-AO-CHARM | SYN-AO-TB | yes | yes | yes | wired
SIG-004480 | AO | Speed reference 04481 | G-0230 | AREA-01 | RED-001121 | A | duty | CBL-002241 | 1 | SYN-AO-CHARM | SYN-AO-TB | yes | yes | yes | unwired
SIG-004481 | AO | Pressure setpoint 04482 | G-0231 | AREA-02 |  |  | standby | CBL-002241 | 2 | SYN-AO-CHARM | SYN-AO-TB | yes | yes | yes | unwired
SIG-004482 | DO | Motor start command 04483 | G-0232 | AREA-03 | RED-001121 | B | duty | CBL-002242 | 1 | SYN-DO-CHARM | SYN-DO-TB | no | yes | no | unwired
SIG-004483 | DO | Solenoid command 04484 | G-0233 | AREA-04 |  |  | standby | CBL-002242 | 2 | SYN-DO-CHARM | SYN-DO-TB | no | yes | no | unwired
SIG-004484 | AI | Process temperature 04485 | G-0234 | AREA-05 | RED-001122 | A | duty | CBL-002243 | 1 | SYN-AI-CHARM | SYN-AI-TB | yes | no | no | unwired
SIG-004485 | AI | Suction pressure 04486 | G-0235 | AREA-06 |  |  | standby | CBL-002243 | 2 | SYN-AI-CHARM | SYN-AI-TB | yes | no | no | unwired
SIG-004486 | DO | Solenoid command 04487 | G-0236 | AREA-07 | RED-001122 | B | duty | CBL-002244 | 1 | SYN-DO-CHARM | SYN-DO-TB | no | yes | no | unwired
SIG-004487 | DO | Alarm reset output 04488 | G-0237 | AREA-08 |  |  | standby | CBL-002244 | 2 | SYN-DO-CHARM | SYN-DO-TB | no | yes | no | unwired
SIG-004488 | DI | Motor running feedback 04489 | G-0238 | AREA-01 | RED-001123 | A | duty | CBL-002245 | 1 | SYN-DI-CHARM | SYN-DI-TB | no | no | no | wired
SIG-004489 | DI | Valve open limit 04490 | G-0239 | AREA-02 |  |  | standby | CBL-002245 | 2 | SYN-DI-CHARM | SYN-DI-TB | no | no | no | unwired
SIG-004490 | DI | High level switch 04491 | G-0240 | AREA-03 | RED-001123 | B | duty | CBL-002246 | 1 | SYN-DI-CHARM | SYN-DI-TB | no | no | no | wired
SIG-004491 | DI | Motor running feedback 04492 | G-0241 | AREA-04 |  |  | standby | CBL-002246 | 2 | SYN-DI-CHARM | SYN-DI-TB | no | no | no | loop_checked
SIG-004492 | AO | Speed reference 04493 | G-0242 | AREA-05 | RED-001124 | A | duty | CBL-002247 | 1 | SYN-AO-CHARM | SYN-AO-TB | yes | yes | yes | unwired
SIG-004493 | AO | Pressure setpoint 04494 | G-0243 | AREA-06 |  |  | standby | CBL-002247 | 2 | SYN-AO-CHARM | SYN-AO-TB | yes | yes | yes | unwired
SIG-004494 | DO | Motor start command 04495 | G-0244 | AREA-07 | RED-001124 | B | duty | CBL-002248 | 1 | SYN-DO-CHARM | SYN-DO-TB | no | yes | no | unwired
SIG-004495 | DO | Solenoid command 04496 | G-0245 | AREA-08 |  |  | standby | CBL-002248 | 2 | SYN-DO-CHARM | SYN-DO-TB | no | yes | no | unwired
SIG-004496 | AI | Process temperature 04497 | G-0246 | AREA-01 | RED-001125 | A | duty | CBL-002249 | 1 | SYN-AI-CHARM | SYN-AI-TB | yes | no | no | unwired
SIG-004497 | AI | Suction pressure 04498 | G-0247 | AREA-02 |  |  | standby | CBL-002249 | 2 | SYN-AI-CHARM | SYN-AI-TB | yes | no | no | unwired
SIG-004498 | DI | Valve open limit 04499 | G-0248 | AREA-03 | RED-001125 | B | duty | CBL-002250 | 1 | SYN-DI-CHARM | SYN-DI-TB | no | no | no | wired
SIG-004499 | DI | High level switch 04500 | G-0249 | AREA-04 |  |  | standby | CBL-002250 | 2 | SYN-DI-CHARM | SYN-DI-TB | no | no | no | unwired
SIG-004500 | AI | Process temperature 04501 | G-0000 | AREA-05 | RED-001126 | A | duty | CBL-002251 | 1 | SYN-AI-CHARM | SYN-AI-TB | yes | no | no | unwired
SIG-004501 | AI | Suction pressure 04502 | G-0001 | AREA-06 |  |  | standby | CBL-002251 | 2 | SYN-AI-CHARM | SYN-AI-TB | yes | no | no | wired
SIG-004502 | DO | Alarm reset output 04503 | G-0002 | AREA-07 | RED-001126 | B | duty | CBL-002252 | 1 | SYN-DO-CHARM | SYN-DO-TB | no | yes | no | loop_checked
SIG-004503 | DO | Motor start command 04504 | G-0003 | AREA-08 |  |  | standby | CBL-002252 | 2 | SYN-DO-CHARM | SYN-DO-TB | no | yes | no | wired
SIG-004504 | DI | Valve open limit 04505 | G-0004 | AREA-01 | RED-001127 | A | duty | CBL-002253 | 1 | SYN-DI-CHARM | SYN-DI-TB | no | no | no | loop_checked
SIG-004505 | DI | High level switch 04506 | G-0005 | AREA-02 |  |  | standby | CBL-002253 | 2 | SYN-DI-CHARM | SYN-DI-TB | no | no | no | loop_checked
SIG-004506 | DI | Motor running feedback 04507 | G-0006 | AREA-03 | RED-001127 | B | duty | CBL-002254 | 1 | SYN-DI-CHARM | SYN-DI-TB | no | no | no | wired
SIG-004507 | DI | Valve open limit 04508 | G-0007 | AREA-04 |  |  | standby | CBL-002254 | 2 | SYN-DI-CHARM | SYN-DI-TB | no | no | no | unwired
SIG-004508 | AI | Process temperature 04509 | G-0008 | AREA-05 | RED-001128 | A | duty | CBL-002255 | 1 | SYN-AI-CHARM | SYN-AI-TB | yes | no | no | wired
SIG-004509 | AI | Suction pressure 04510 | G-0009 | AREA-06 |  |  | standby | CBL-002255 | 2 | SYN-AI-CHARM | SYN-AI-TB | yes | no | no | unwired
SIG-004510 | AI | Tank level 04511 | G-0010 | AREA-07 | RED-001128 | B | duty | CBL-002256 | 1 | SYN-AI-CHARM | SYN-AI-TB | yes | no | no | wired
SIG-004511 | AI | Flow rate 04512 | G-0011 | AREA-08 |  |  | standby | CBL-002256 | 2 | SYN-AI-CHARM | SYN-AI-TB | yes | no | no | fat_tested
SIG-004512 | DI | Motor running feedback 04513 | G-0012 | AREA-01 | RED-001129 | A | duty | CBL-002257 | 1 | SYN-DI-CHARM | SYN-DI-TB | no | no | no | unwired
SIG-004513 | DI | Valve open limit 04514 | G-0013 | AREA-02 |  |  | standby | CBL-002257 | 2 | SYN-DI-CHARM | SYN-DI-TB | no | no | no | wired
SIG-004514 | AI | Tank level 04515 | G-0014 | AREA-03 | RED-001129 | B | duty | CBL-002258 | 1 | SYN-AI-CHARM | SYN-AI-TB | yes | no | no | loop_checked
SIG-004515 | AI | Flow rate 04516 | G-0015 | AREA-04 |  |  | standby | CBL-002258 | 2 | SYN-AI-CHARM | SYN-AI-TB | yes | no | no | unwired
SIG-004516 | DO | Solenoid command 04517 | G-0016 | AREA-05 | RED-001130 | A | duty | CBL-002259 | 1 | SYN-DO-CHARM | SYN-DO-TB | no | yes | no | wired
SIG-004517 | DO | Alarm reset output 04518 | G-0017 | AREA-06 |  |  | standby | CBL-002259 | 2 | SYN-DO-CHARM | SYN-DO-TB | no | yes | no | unwired
SIG-004518 | DO | Motor start command 04519 | G-0018 | AREA-07 | RED-001130 | B | duty | CBL-002260 | 1 | SYN-DO-CHARM | SYN-DO-TB | no | yes | no | wired
SIG-004519 | DO | Solenoid command 04520 | G-0019 | AREA-08 |  |  | standby | CBL-002260 | 2 | SYN-DO-CHARM | SYN-DO-TB | no | yes | no | unwired
SIG-004520 | AI | Process temperature 04521 | G-0020 | AREA-01 | RED-001131 | A | duty | CBL-002261 | 1 | SYN-AI-CHARM | SYN-AI-TB | yes | no | no | wired
SIG-004521 | AI | Suction pressure 04522 | G-0021 | AREA-02 |  |  | standby | CBL-002261 | 2 | SYN-AI-CHARM | SYN-AI-TB | yes | no | no | unwired
SIG-004522 | AI | Tank level 04523 | G-0022 | AREA-03 | RED-001131 | B | duty | CBL-002262 | 1 | SYN-AI-CHARM | SYN-AI-TB | yes | no | no | unwired
SIG-004523 | AI | Flow rate 04524 | G-0023 | AREA-04 |  |  | standby | CBL-002262 | 2 | SYN-AI-CHARM | SYN-AI-TB | yes | no | no | wired
SIG-004524 | DI | Motor running feedback 04525 | G-0024 | AREA-05 | RED-001132 | A | duty | CBL-002263 | 1 | SYN-DI-CHARM | SYN-DI-TB | no | no | no | unwired
SIG-004525 | DI | Valve open limit 04526 | G-0025 | AREA-06 |  |  | standby | CBL-002263 | 2 | SYN-DI-CHARM | SYN-DI-TB | no | no | no | unwired
SIG-004526 | AI | Tank level 04527 | G-0026 | AREA-07 | RED-001132 | B | duty | CBL-002264 | 1 | SYN-AI-CHARM | SYN-AI-TB | yes | no | no | wired
SIG-004527 | AI | Flow rate 04528 | G-0027 | AREA-08 |  |  | standby | CBL-002264 | 2 | SYN-AI-CHARM | SYN-AI-TB | yes | no | no | unwired
SIG-004528 | DI | Valve open limit 04529 | G-0028 | AREA-01 | RED-001133 | A | duty | CBL-002265 | 1 | SYN-DI-CHARM | SYN-DI-TB | no | no | no | loop_checked
SIG-004529 | DI | High level switch 04530 | G-0029 | AREA-02 |  |  | standby | CBL-002265 | 2 | SYN-DI-CHARM | SYN-DI-TB | no | no | no | unwired
SIG-004530 | DI | Motor running feedback 04531 | G-0030 | AREA-03 | RED-001133 | B | duty | CBL-002266 | 1 | SYN-DI-CHARM | SYN-DI-TB | no | no | no | loop_checked
SIG-004531 | DI | Valve open limit 04532 | G-0031 | AREA-04 |  |  | standby | CBL-002266 | 2 | SYN-DI-CHARM | SYN-DI-TB | no | no | no | fat_tested
SIG-004532 | AI | Process temperature 04533 | G-0032 | AREA-05 | RED-001134 | A | duty | CBL-002267 | 1 | SYN-AI-CHARM | SYN-AI-TB | yes | no | no | loop_checked
SIG-004533 | AI | Suction pressure 04534 | G-0033 | AREA-06 |  |  | standby | CBL-002267 | 2 | SYN-AI-CHARM | SYN-AI-TB | yes | no | no | unwired
SIG-004534 | AO | Speed reference 04535 | G-0034 | AREA-07 | RED-001134 | B | duty | CBL-002268 | 1 | SYN-AO-CHARM | SYN-AO-TB | yes | yes | yes | unwired
SIG-004535 | AO | Pressure setpoint 04536 | G-0035 | AREA-08 |  |  | standby | CBL-002268 | 2 | SYN-AO-CHARM | SYN-AO-TB | yes | yes | yes | fat_tested
SIG-004536 | DI | Motor running feedback 04537 | G-0036 | AREA-01 | RED-001135 | A | duty | CBL-002269 | 1 | SYN-DI-CHARM | SYN-DI-TB | no | no | no | loop_checked
SIG-004537 | DI | Valve open limit 04538 | G-0037 | AREA-02 |  |  | standby | CBL-002269 | 2 | SYN-DI-CHARM | SYN-DI-TB | no | no | no | fat_tested
SIG-004538 | DO | Alarm reset output 04539 | G-0038 | AREA-03 | RED-001135 | B | duty | CBL-002270 | 1 | SYN-DO-CHARM | SYN-DO-TB | no | yes | no | unwired
SIG-004539 | DO | Motor start command 04540 | G-0039 | AREA-04 |  |  | standby | CBL-002270 | 2 | SYN-DO-CHARM | SYN-DO-TB | no | yes | no | unwired
SIG-004540 | DI | Valve open limit 04541 | G-0040 | AREA-05 | RED-001136 | A | duty | CBL-002271 | 1 | SYN-DI-CHARM | SYN-DI-TB | no | no | no | fat_tested
SIG-004541 | DI | High level switch 04542 | G-0041 | AREA-06 |  |  | standby | CBL-002271 | 2 | SYN-DI-CHARM | SYN-DI-TB | no | no | no | fat_tested
SIG-004542 | DI | Motor running feedback 04543 | G-0042 | AREA-07 | RED-001136 | B | duty | CBL-002272 | 1 | SYN-DI-CHARM | SYN-DI-TB | no | no | no | wired
SIG-004543 | DI | Valve open limit 04544 | G-0043 | AREA-08 |  |  | standby | CBL-002272 | 2 | SYN-DI-CHARM | SYN-DI-TB | no | no | no | unwired
SIG-004544 | DO | Alarm reset output 04545 | G-0044 | AREA-01 | RED-001137 | A | duty | CBL-002273 | 1 | SYN-DO-CHARM | SYN-DO-TB | no | yes | no | wired
SIG-004545 | DO | Motor start command 04546 | G-0045 | AREA-02 |  |  | standby | CBL-002273 | 2 | SYN-DO-CHARM | SYN-DO-TB | no | yes | no | fat_tested
SIG-004546 | DI | Valve open limit 04547 | G-0046 | AREA-03 | RED-001137 | B | duty | CBL-002274 | 1 | SYN-DI-CHARM | SYN-DI-TB | no | no | no | loop_checked
SIG-004547 | DI | High level switch 04548 | G-0047 | AREA-04 |  |  | standby | CBL-002274 | 2 | SYN-DI-CHARM | SYN-DI-TB | no | no | no | unwired
SIG-004548 | AI | Process temperature 04549 | G-0048 | AREA-05 | RED-001138 | A | duty | CBL-002275 | 1 | SYN-AI-CHARM | SYN-AI-TB | yes | no | no | wired
SIG-004549 | AI | Suction pressure 04550 | G-0049 | AREA-06 |  |  | standby | CBL-002275 | 2 | SYN-AI-CHARM | SYN-AI-TB | yes | no | no | unwired
SIG-004550 | DI | High level switch 04551 | G-0050 | AREA-07 | RED-001138 | B | duty | CBL-002276 | 1 | SYN-DI-CHARM | SYN-DI-TB | no | no | no | wired
SIG-004551 | DI | Motor running feedback 04552 | G-0051 | AREA-08 |  |  | standby | CBL-002276 | 2 | SYN-DI-CHARM | SYN-DI-TB | no | no | no | unwired
SIG-004552 | DI | Valve open limit 04553 | G-0052 | AREA-01 | RED-001139 | A | duty | CBL-002277 | 1 | SYN-DI-CHARM | SYN-DI-TB | no | no | no | wired
SIG-004553 | DI | High level switch 04554 | G-0053 | AREA-02 |  |  | standby | CBL-002277 | 2 | SYN-DI-CHARM | SYN-DI-TB | no | no | no | unwired
SIG-004554 | DI | Motor running feedback 04555 | G-0054 | AREA-03 | RED-001139 | B | duty | CBL-002278 | 1 | SYN-DI-CHARM | SYN-DI-TB | no | no | no | unwired
SIG-004555 | DI | Valve open limit 04556 | G-0055 | AREA-04 |  |  | standby | CBL-002278 | 2 | SYN-DI-CHARM | SYN-DI-TB | no | no | no | loop_checked
SIG-004556 | DO | Alarm reset output 04557 | G-0056 | AREA-05 | RED-001140 | A | duty | CBL-002279 | 1 | SYN-DO-CHARM | SYN-DO-TB | no | yes | no | unwired
SIG-004557 | DO | Motor start command 04558 | G-0057 | AREA-06 |  |  | standby | CBL-002279 | 2 | SYN-DO-CHARM | SYN-DO-TB | no | yes | no | wired
SIG-004558 | AI | Tank level 04559 | G-0058 | AREA-07 | RED-001140 | B | duty | CBL-002280 | 1 | SYN-AI-CHARM | SYN-AI-TB | yes | no | no | unwired
SIG-004559 | AI | Flow rate 04560 | G-0059 | AREA-08 |  |  | standby | CBL-002280 | 2 | SYN-AI-CHARM | SYN-AI-TB | yes | no | no | fat_tested
SIG-004560 | DI | Motor running feedback 04561 | G-0060 | AREA-01 | RED-001141 | A | duty | CBL-002281 | 1 | SYN-DI-CHARM | SYN-DI-TB | no | no | no | wired
SIG-004561 | DI | Valve open limit 04562 | G-0061 | AREA-02 |  |  | standby | CBL-002281 | 2 | SYN-DI-CHARM | SYN-DI-TB | no | no | no | unwired
SIG-004562 | DI | High level switch 04563 | G-0062 | AREA-03 | RED-001141 | B | duty | CBL-002282 | 1 | SYN-DI-CHARM | SYN-DI-TB | no | no | no | loop_checked
SIG-004563 | DI | Motor running feedback 04564 | G-0063 | AREA-04 |  |  | standby | CBL-002282 | 2 | SYN-DI-CHARM | SYN-DI-TB | no | no | no | unwired
SIG-004564 | DI | Valve open limit 04565 | G-0064 | AREA-05 | RED-001142 | A | duty | CBL-002283 | 1 | SYN-DI-CHARM | SYN-DI-TB | no | no | no | unwired
SIG-004565 | DI | High level switch 04566 | G-0065 | AREA-06 |  |  | standby | CBL-002283 | 2 | SYN-DI-CHARM | SYN-DI-TB | no | no | no | unwired
SIG-004566 | AI | Tank level 04567 | G-0066 | AREA-07 | RED-001142 | B | duty | CBL-002284 | 1 | SYN-AI-CHARM | SYN-AI-TB | yes | no | no | unwired
SIG-004567 | AI | Flow rate 04568 | G-0067 | AREA-08 |  |  | standby | CBL-002284 | 2 | SYN-AI-CHARM | SYN-AI-TB | yes | no | no | wired
SIG-004568 | AI | Process temperature 04569 | G-0068 | AREA-01 | RED-001143 | A | duty | CBL-002285 | 1 | SYN-AI-CHARM | SYN-AI-TB | yes | no | no | wired
SIG-004569 | AI | Suction pressure 04570 | G-0069 | AREA-02 |  |  | standby | CBL-002285 | 2 | SYN-AI-CHARM | SYN-AI-TB | yes | no | no | unwired
SIG-004570 | DO | Solenoid command 04571 | G-0070 | AREA-03 | RED-001143 | B | duty | CBL-002286 | 1 | SYN-DO-CHARM | SYN-DO-TB | no | yes | no | wired
SIG-004571 | DO | Alarm reset output 04572 | G-0071 | AREA-04 |  |  | standby | CBL-002286 | 2 | SYN-DO-CHARM | SYN-DO-TB | no | yes | no | unwired
SIG-004572 | DO | Motor start command 04573 | G-0072 | AREA-05 | RED-001144 | A | duty | CBL-002287 | 1 | SYN-DO-CHARM | SYN-DO-TB | no | yes | no | unwired
SIG-004573 | DO | Solenoid command 04574 | G-0073 | AREA-06 |  |  | standby | CBL-002287 | 2 | SYN-DO-CHARM | SYN-DO-TB | no | yes | no | unwired
SIG-004574 | AI | Tank level 04575 | G-0074 | AREA-07 | RED-001144 | B | duty | CBL-002288 | 1 | SYN-AI-CHARM | SYN-AI-TB | yes | no | no | fat_tested
SIG-004575 | AI | Flow rate 04576 | G-0075 | AREA-08 |  |  | standby | CBL-002288 | 2 | SYN-AI-CHARM | SYN-AI-TB | yes | no | no | wired
SIG-004576 | AI | Process temperature 04577 | G-0076 | AREA-01 | RED-001145 | A | duty | CBL-002289 | 1 | SYN-AI-CHARM | SYN-AI-TB | yes | no | no | loop_checked
SIG-004577 | AI | Suction pressure 04578 | G-0077 | AREA-02 |  |  | standby | CBL-002289 | 2 | SYN-AI-CHARM | SYN-AI-TB | yes | no | no | wired
SIG-004578 | DI | Motor running feedback 04579 | G-0078 | AREA-03 | RED-001145 | B | duty | CBL-002290 | 1 | SYN-DI-CHARM | SYN-DI-TB | no | no | no | wired
SIG-004579 | DI | Valve open limit 04580 | G-0079 | AREA-04 |  |  | standby | CBL-002290 | 2 | SYN-DI-CHARM | SYN-DI-TB | no | no | no | wired
SIG-004580 | AI | Process temperature 04581 | G-0080 | AREA-05 | RED-001146 | A | duty | CBL-002291 | 1 | SYN-AI-CHARM | SYN-AI-TB | yes | no | no | unwired
SIG-004581 | AI | Suction pressure 04582 | G-0081 | AREA-06 |  |  | standby | CBL-002291 | 2 | SYN-AI-CHARM | SYN-AI-TB | yes | no | no | unwired
SIG-004582 | DI | Valve open limit 04583 | G-0082 | AREA-07 | RED-001146 | B | duty | CBL-002292 | 1 | SYN-DI-CHARM | SYN-DI-TB | no | no | no | loop_checked
SIG-004583 | DI | High level switch 04584 | G-0083 | AREA-08 |  |  | standby | CBL-002292 | 2 | SYN-DI-CHARM | SYN-DI-TB | no | no | no | wired
SIG-004584 | DI | Motor running feedback 04585 | G-0084 | AREA-01 | RED-001147 | A | duty | CBL-002293 | 1 | SYN-DI-CHARM | SYN-DI-TB | no | no | no | unwired
SIG-004585 | DI | Valve open limit 04586 | G-0085 | AREA-02 |  |  | standby | CBL-002293 | 2 | SYN-DI-CHARM | SYN-DI-TB | no | no | no | loop_checked
SIG-004586 | DI | High level switch 04587 | G-0086 | AREA-03 | RED-001147 | B | duty | CBL-002294 | 1 | SYN-DI-CHARM | SYN-DI-TB | no | no | no | unwired
SIG-004587 | DI | Motor running feedback 04588 | G-0087 | AREA-04 |  |  | standby | CBL-002294 | 2 | SYN-DI-CHARM | SYN-DI-TB | no | no | no | unwired
SIG-004588 | AI | Process temperature 04589 | G-0088 | AREA-05 | RED-001148 | A | duty | CBL-002295 | 1 | SYN-AI-CHARM | SYN-AI-TB | yes | no | no | loop_checked
SIG-004589 | AI | Suction pressure 04590 | G-0089 | AREA-06 |  |  | standby | CBL-002295 | 2 | SYN-AI-CHARM | SYN-AI-TB | yes | no | no | unwired
SIG-004590 | DO | Motor start command 04591 | G-0090 | AREA-07 | RED-001148 | B | duty | CBL-002296 | 1 | SYN-DO-CHARM | SYN-DO-TB | no | yes | no | loop_checked
SIG-004591 | DO | Solenoid command 04592 | G-0091 | AREA-08 |  |  | standby | CBL-002296 | 2 | SYN-DO-CHARM | SYN-DO-TB | no | yes | no | wired
SIG-004592 | DI | High level switch 04593 | G-0092 | AREA-01 | RED-001149 | A | duty | CBL-002297 | 1 | SYN-DI-CHARM | SYN-DI-TB | no | no | no | wired
SIG-004593 | DI | Motor running feedback 04594 | G-0093 | AREA-02 |  |  | standby | CBL-002297 | 2 | SYN-DI-CHARM | SYN-DI-TB | no | no | no | loop_checked
SIG-004594 | DO | Solenoid command 04595 | G-0094 | AREA-03 | RED-001149 | B | duty | CBL-002298 | 1 | SYN-DO-CHARM | SYN-DO-TB | no | yes | no | wired
SIG-004595 | DO | Alarm reset output 04596 | G-0095 | AREA-04 |  |  | standby | CBL-002298 | 2 | SYN-DO-CHARM | SYN-DO-TB | no | yes | no | unwired
SIG-004596 | AI | Process temperature 04597 | G-0096 | AREA-05 | RED-001150 | A | duty | CBL-002299 | 1 | SYN-AI-CHARM | SYN-AI-TB | yes | no | no | unwired
SIG-004597 | AI | Suction pressure 04598 | G-0097 | AREA-06 |  |  | standby | CBL-002299 | 2 | SYN-AI-CHARM | SYN-AI-TB | yes | no | no | fat_tested
SIG-004598 | DI | High level switch 04599 | G-0098 | AREA-07 | RED-001150 | B | duty | CBL-002300 | 1 | SYN-DI-CHARM | SYN-DI-TB | no | no | no | loop_checked
SIG-004599 | DI | Motor running feedback 04600 | G-0099 | AREA-08 |  |  | standby | CBL-002300 | 2 | SYN-DI-CHARM | SYN-DI-TB | no | no | no | wired
SIG-004600 | DI | Valve open limit 04601 | G-0100 | AREA-01 | RED-001151 | A | duty | CBL-002301 | 1 | SYN-DI-CHARM | SYN-DI-TB | no | no | no | unwired
SIG-004601 | DI | High level switch 04602 | G-0101 | AREA-02 |  |  | standby | CBL-002301 | 2 | SYN-DI-CHARM | SYN-DI-TB | no | no | no | unwired
SIG-004602 | AI | Tank level 04603 | G-0102 | AREA-03 | RED-001151 | B | duty | CBL-002302 | 1 | SYN-AI-CHARM | SYN-AI-TB | yes | no | no | loop_checked
SIG-004603 | AI | Flow rate 04604 | G-0103 | AREA-04 |  |  | standby | CBL-002302 | 2 | SYN-AI-CHARM | SYN-AI-TB | yes | no | no | unwired
SIG-004604 | AI | Process temperature 04605 | G-0104 | AREA-05 | RED-001152 | A | duty | CBL-002303 | 1 | SYN-AI-CHARM | SYN-AI-TB | yes | no | no | unwired
SIG-004605 | AI | Suction pressure 04606 | G-0105 | AREA-06 |  |  | standby | CBL-002303 | 2 | SYN-AI-CHARM | SYN-AI-TB | yes | no | no | wired
SIG-004606 | AI | Tank level 04607 | G-0106 | AREA-07 | RED-001152 | B | duty | CBL-002304 | 1 | SYN-AI-CHARM | SYN-AI-TB | yes | no | no | loop_checked
SIG-004607 | AI | Flow rate 04608 | G-0107 | AREA-08 |  |  | standby | CBL-002304 | 2 | SYN-AI-CHARM | SYN-AI-TB | yes | no | no | unwired
SIG-004608 | DO | Motor start command 04609 | G-0108 | AREA-01 | RED-001153 | A | duty | CBL-002305 | 1 | SYN-DO-CHARM | SYN-DO-TB | no | yes | no | unwired
SIG-004609 | DO | Solenoid command 04610 | G-0109 | AREA-02 |  |  | standby | CBL-002305 | 2 | SYN-DO-CHARM | SYN-DO-TB | no | yes | no | loop_checked
SIG-004610 | AO | Pressure setpoint 04611 | G-0110 | AREA-03 | RED-001153 | B | duty | CBL-002306 | 1 | SYN-AO-CHARM | SYN-AO-TB | yes | yes | yes | wired
SIG-004611 | AO | Control valve demand 04612 | G-0111 | AREA-04 |  |  | standby | CBL-002306 | 2 | SYN-AO-CHARM | SYN-AO-TB | yes | yes | yes | wired
SIG-004612 | DI | Valve open limit 04613 | G-0112 | AREA-05 | RED-001154 | A | duty | CBL-002307 | 1 | SYN-DI-CHARM | SYN-DI-TB | no | no | no | wired
SIG-004613 | DI | High level switch 04614 | G-0113 | AREA-06 |  |  | standby | CBL-002307 | 2 | SYN-DI-CHARM | SYN-DI-TB | no | no | no | unwired
SIG-004614 | DI | Motor running feedback 04615 | G-0114 | AREA-07 | RED-001154 | B | duty | CBL-002308 | 1 | SYN-DI-CHARM | SYN-DI-TB | no | no | no | wired
SIG-004615 | DI | Valve open limit 04616 | G-0115 | AREA-08 |  |  | standby | CBL-002308 | 2 | SYN-DI-CHARM | SYN-DI-TB | no | no | no | loop_checked
SIG-004616 | DI | High level switch 04617 | G-0116 | AREA-01 | RED-001155 | A | duty | CBL-002309 | 1 | SYN-DI-CHARM | SYN-DI-TB | no | no | no | wired
SIG-004617 | DI | Motor running feedback 04618 | G-0117 | AREA-02 |  |  | standby | CBL-002309 | 2 | SYN-DI-CHARM | SYN-DI-TB | no | no | no | loop_checked
SIG-004618 | DO | Solenoid command 04619 | G-0118 | AREA-03 | RED-001155 | B | duty | CBL-002310 | 1 | SYN-DO-CHARM | SYN-DO-TB | no | yes | no | loop_checked
SIG-004619 | DO | Alarm reset output 04620 | G-0119 | AREA-04 |  |  | standby | CBL-002310 | 2 | SYN-DO-CHARM | SYN-DO-TB | no | yes | no | unwired
SIG-004620 | DO | Motor start command 04621 | G-0120 | AREA-05 | RED-001156 | A | duty | CBL-002311 | 1 | SYN-DO-CHARM | SYN-DO-TB | no | yes | no | wired
SIG-004621 | DO | Solenoid command 04622 | G-0121 | AREA-06 |  |  | standby | CBL-002311 | 2 | SYN-DO-CHARM | SYN-DO-TB | no | yes | no | loop_checked
SIG-004622 | DI | High level switch 04623 | G-0122 | AREA-07 | RED-001156 | B | duty | CBL-002312 | 1 | SYN-DI-CHARM | SYN-DI-TB | no | no | no | unwired
SIG-004623 | DI | Motor running feedback 04624 | G-0123 | AREA-08 |  |  | standby | CBL-002312 | 2 | SYN-DI-CHARM | SYN-DI-TB | no | no | no | unwired
SIG-004624 | AI | Process temperature 04625 | G-0124 | AREA-01 | RED-001157 | A | duty | CBL-002313 | 1 | SYN-AI-CHARM | SYN-AI-TB | yes | no | no | unwired
SIG-004625 | AI | Suction pressure 04626 | G-0125 | AREA-02 |  |  | standby | CBL-002313 | 2 | SYN-AI-CHARM | SYN-AI-TB | yes | no | no | unwired
SIG-004626 | DI | Motor running feedback 04627 | G-0126 | AREA-03 | RED-001157 | B | duty | CBL-002314 | 1 | SYN-DI-CHARM | SYN-DI-TB | no | no | no | unwired
SIG-004627 | DI | Valve open limit 04628 | G-0127 | AREA-04 |  |  | standby | CBL-002314 | 2 | SYN-DI-CHARM | SYN-DI-TB | no | no | no | loop_checked
SIG-004628 | DI | High level switch 04629 | G-0128 | AREA-05 | RED-001158 | A | duty | CBL-002315 | 1 | SYN-DI-CHARM | SYN-DI-TB | no | no | no | wired
SIG-004629 | DI | Motor running feedback 04630 | G-0129 | AREA-06 |  |  | standby | CBL-002315 | 2 | SYN-DI-CHARM | SYN-DI-TB | no | no | no | wired
SIG-004630 | DI | Valve open limit 04631 | G-0130 | AREA-07 | RED-001158 | B | duty | CBL-002316 | 1 | SYN-DI-CHARM | SYN-DI-TB | no | no | no | fat_tested
SIG-004631 | DI | High level switch 04632 | G-0131 | AREA-08 |  |  | standby | CBL-002316 | 2 | SYN-DI-CHARM | SYN-DI-TB | no | no | no | unwired
SIG-004632 | DO | Motor start command 04633 | G-0132 | AREA-01 | RED-001159 | A | duty | CBL-002317 | 1 | SYN-DO-CHARM | SYN-DO-TB | no | yes | no | unwired
SIG-004633 | DO | Solenoid command 04634 | G-0133 | AREA-02 |  |  | standby | CBL-002317 | 2 | SYN-DO-CHARM | SYN-DO-TB | no | yes | no | unwired
SIG-004634 | AO | Pressure setpoint 04635 | G-0134 | AREA-03 | RED-001159 | B | duty | CBL-002318 | 1 | SYN-AO-CHARM | SYN-AO-TB | yes | yes | yes | wired
SIG-004635 | AO | Control valve demand 04636 | G-0135 | AREA-04 |  |  | standby | CBL-002318 | 2 | SYN-AO-CHARM | SYN-AO-TB | yes | yes | yes | unwired
SIG-004636 | AI | Process temperature 04637 | G-0136 | AREA-05 | RED-001160 | A | duty | CBL-002319 | 1 | SYN-AI-CHARM | SYN-AI-TB | yes | no | no | wired
SIG-004637 | AI | Suction pressure 04638 | G-0137 | AREA-06 |  |  | standby | CBL-002319 | 2 | SYN-AI-CHARM | SYN-AI-TB | yes | no | no | unwired
SIG-004638 | DI | Motor running feedback 04639 | G-0138 | AREA-07 | RED-001160 | B | duty | CBL-002320 | 1 | SYN-DI-CHARM | SYN-DI-TB | no | no | no | unwired
SIG-004639 | DI | Valve open limit 04640 | G-0139 | AREA-08 |  |  | standby | CBL-002320 | 2 | SYN-DI-CHARM | SYN-DI-TB | no | no | no | wired
SIG-004640 | DI | High level switch 04641 | G-0140 | AREA-01 | RED-001161 | A | duty | CBL-002321 | 1 | SYN-DI-CHARM | SYN-DI-TB | no | no | no | unwired
SIG-004641 | DI | Motor running feedback 04642 | G-0141 | AREA-02 |  |  | standby | CBL-002321 | 2 | SYN-DI-CHARM | SYN-DI-TB | no | no | no | unwired
SIG-004642 | AO | Speed reference 04643 | G-0142 | AREA-03 | RED-001161 | B | duty | CBL-002322 | 1 | SYN-AO-CHARM | SYN-AO-TB | yes | yes | yes | loop_checked
SIG-004643 | AO | Pressure setpoint 04644 | G-0143 | AREA-04 |  |  | standby | CBL-002322 | 2 | SYN-AO-CHARM | SYN-AO-TB | yes | yes | yes | wired
SIG-004644 | DO | Motor start command 04645 | G-0144 | AREA-05 | RED-001162 | A | duty | CBL-002323 | 1 | SYN-DO-CHARM | SYN-DO-TB | no | yes | no | unwired
SIG-004645 | DO | Solenoid command 04646 | G-0145 | AREA-06 |  |  | standby | CBL-002323 | 2 | SYN-DO-CHARM | SYN-DO-TB | no | yes | no | wired
SIG-004646 | DI | High level switch 04647 | G-0146 | AREA-07 | RED-001162 | B | duty | CBL-002324 | 1 | SYN-DI-CHARM | SYN-DI-TB | no | no | no | unwired
SIG-004647 | DI | Motor running feedback 04648 | G-0147 | AREA-08 |  |  | standby | CBL-002324 | 2 | SYN-DI-CHARM | SYN-DI-TB | no | no | no | loop_checked
SIG-004648 | DI | Valve open limit 04649 | G-0148 | AREA-01 | RED-001163 | A | duty | CBL-002325 | 1 | SYN-DI-CHARM | SYN-DI-TB | no | no | no | unwired
SIG-004649 | DI | High level switch 04650 | G-0149 | AREA-02 |  |  | standby | CBL-002325 | 2 | SYN-DI-CHARM | SYN-DI-TB | no | no | no | unwired
SIG-004650 | DI | Motor running feedback 04651 | G-0150 | AREA-03 | RED-001163 | B | duty | CBL-002326 | 1 | SYN-DI-CHARM | SYN-DI-TB | no | no | no | unwired
SIG-004651 | DI | Valve open limit 04652 | G-0151 | AREA-04 |  |  | standby | CBL-002326 | 2 | SYN-DI-CHARM | SYN-DI-TB | no | no | no | unwired
SIG-004652 | DI | High level switch 04653 | G-0152 | AREA-05 | RED-001164 | A | duty | CBL-002327 | 1 | SYN-DI-CHARM | SYN-DI-TB | no | no | no | unwired
SIG-004653 | DI | Motor running feedback 04654 | G-0153 | AREA-06 |  |  | standby | CBL-002327 | 2 | SYN-DI-CHARM | SYN-DI-TB | no | no | no | wired
SIG-004654 | DO | Solenoid command 04655 | G-0154 | AREA-07 | RED-001164 | B | duty | CBL-002328 | 1 | SYN-DO-CHARM | SYN-DO-TB | no | yes | no | loop_checked
SIG-004655 | DO | Alarm reset output 04656 | G-0155 | AREA-08 |  |  | standby | CBL-002328 | 2 | SYN-DO-CHARM | SYN-DO-TB | no | yes | no | fat_tested
SIG-004656 | AI | Process temperature 04657 | G-0156 | AREA-01 | RED-001165 | A | duty | CBL-002329 | 1 | SYN-AI-CHARM | SYN-AI-TB | yes | no | no | unwired
SIG-004657 | AI | Suction pressure 04658 | G-0157 | AREA-02 |  |  | standby | CBL-002329 | 2 | SYN-AI-CHARM | SYN-AI-TB | yes | no | no | unwired
SIG-004658 | DO | Alarm reset output 04659 | G-0158 | AREA-03 | RED-001165 | B | duty | CBL-002330 | 1 | SYN-DO-CHARM | SYN-DO-TB | no | yes | no | wired
SIG-004659 | DO | Motor start command 04660 | G-0159 | AREA-04 |  |  | standby | CBL-002330 | 2 | SYN-DO-CHARM | SYN-DO-TB | no | yes | no | unwired
SIG-004660 | AI | Process temperature 04661 | G-0160 | AREA-05 | RED-001166 | A | duty | CBL-002331 | 1 | SYN-AI-CHARM | SYN-AI-TB | yes | no | no | wired
SIG-004661 | AI | Suction pressure 04662 | G-0161 | AREA-06 |  |  | standby | CBL-002331 | 2 | SYN-AI-CHARM | SYN-AI-TB | yes | no | no | wired
SIG-004662 | DI | Motor running feedback 04663 | G-0162 | AREA-07 | RED-001166 | B | duty | CBL-002332 | 1 | SYN-DI-CHARM | SYN-DI-TB | no | no | no | loop_checked
SIG-004663 | DI | Valve open limit 04664 | G-0163 | AREA-08 |  |  | standby | CBL-002332 | 2 | SYN-DI-CHARM | SYN-DI-TB | no | no | no | wired
SIG-004664 | AI | Process temperature 04665 | G-0164 | AREA-01 | RED-001167 | A | duty | CBL-002333 | 1 | SYN-AI-CHARM | SYN-AI-TB | yes | no | no | wired
SIG-004665 | AI | Suction pressure 04666 | G-0165 | AREA-02 |  |  | standby | CBL-002333 | 2 | SYN-AI-CHARM | SYN-AI-TB | yes | no | no | loop_checked
SIG-004666 | AI | Tank level 04667 | G-0166 | AREA-03 | RED-001167 | B | duty | CBL-002334 | 1 | SYN-AI-CHARM | SYN-AI-TB | yes | no | no | unwired
SIG-004667 | AI | Flow rate 04668 | G-0167 | AREA-04 |  |  | standby | CBL-002334 | 2 | SYN-AI-CHARM | SYN-AI-TB | yes | no | no | wired
SIG-004668 | DO | Motor start command 04669 | G-0168 | AREA-05 | RED-001168 | A | duty | CBL-002335 | 1 | SYN-DO-CHARM | SYN-DO-TB | no | yes | no | fat_tested
SIG-004669 | DO | Solenoid command 04670 | G-0169 | AREA-06 |  |  | standby | CBL-002335 | 2 | SYN-DO-CHARM | SYN-DO-TB | no | yes | no | unwired
SIG-004670 | DO | Alarm reset output 04671 | G-0170 | AREA-07 | RED-001168 | B | duty | CBL-002336 | 1 | SYN-DO-CHARM | SYN-DO-TB | no | yes | no | loop_checked
SIG-004671 | DO | Motor start command 04672 | G-0171 | AREA-08 |  |  | standby | CBL-002336 | 2 | SYN-DO-CHARM | SYN-DO-TB | no | yes | no | loop_checked
SIG-004672 | AI | Process temperature 04673 | G-0172 | AREA-01 | RED-001169 | A | duty | CBL-002337 | 1 | SYN-AI-CHARM | SYN-AI-TB | yes | no | no | unwired
SIG-004673 | AI | Suction pressure 04674 | G-0173 | AREA-02 |  |  | standby | CBL-002337 | 2 | SYN-AI-CHARM | SYN-AI-TB | yes | no | no | loop_checked
SIG-004674 | DI | Motor running feedback 04675 | G-0174 | AREA-03 | RED-001169 | B | duty | CBL-002338 | 1 | SYN-DI-CHARM | SYN-DI-TB | no | no | no | unwired
SIG-004675 | DI | Valve open limit 04676 | G-0175 | AREA-04 |  |  | standby | CBL-002338 | 2 | SYN-DI-CHARM | SYN-DI-TB | no | no | no | unwired
SIG-004676 | DI | High level switch 04677 | G-0176 | AREA-05 | RED-001170 | A | duty | CBL-002339 | 1 | SYN-DI-CHARM | SYN-DI-TB | no | no | no | unwired
SIG-004677 | DI | Motor running feedback 04678 | G-0177 | AREA-06 |  |  | standby | CBL-002339 | 2 | SYN-DI-CHARM | SYN-DI-TB | no | no | no | unwired
SIG-004678 | DI | Valve open limit 04679 | G-0178 | AREA-07 | RED-001170 | B | duty | CBL-002340 | 1 | SYN-DI-CHARM | SYN-DI-TB | no | no | no | unwired
SIG-004679 | DI | High level switch 04680 | G-0179 | AREA-08 |  |  | standby | CBL-002340 | 2 | SYN-DI-CHARM | SYN-DI-TB | no | no | no | loop_checked
SIG-004680 | DI | Motor running feedback 04681 | G-0180 | AREA-01 | RED-001171 | A | duty | CBL-002341 | 1 | SYN-DI-CHARM | SYN-DI-TB | no | no | no | loop_checked
SIG-004681 | DI | Valve open limit 04682 | G-0181 | AREA-02 |  |  | standby | CBL-002341 | 2 | SYN-DI-CHARM | SYN-DI-TB | no | no | no | wired
SIG-004682 | DI | High level switch 04683 | G-0182 | AREA-03 | RED-001171 | B | duty | CBL-002342 | 1 | SYN-DI-CHARM | SYN-DI-TB | no | no | no | wired
SIG-004683 | DI | Motor running feedback 04684 | G-0183 | AREA-04 |  |  | standby | CBL-002342 | 2 | SYN-DI-CHARM | SYN-DI-TB | no | no | no | unwired
SIG-004684 | AI | Process temperature 04685 | G-0184 | AREA-05 | RED-001172 | A | duty | CBL-002343 | 1 | SYN-AI-CHARM | SYN-AI-TB | yes | no | no | unwired
SIG-004685 | AI | Suction pressure 04686 | G-0185 | AREA-06 |  |  | standby | CBL-002343 | 2 | SYN-AI-CHARM | SYN-AI-TB | yes | no | no | unwired
SIG-004686 | DI | Motor running feedback 04687 | G-0186 | AREA-07 | RED-001172 | B | duty | CBL-002344 | 1 | SYN-DI-CHARM | SYN-DI-TB | no | no | no | unwired
SIG-004687 | DI | Valve open limit 04688 | G-0187 | AREA-08 |  |  | standby | CBL-002344 | 2 | SYN-DI-CHARM | SYN-DI-TB | no | no | no | unwired
SIG-004688 | AI | Process temperature 04689 | G-0188 | AREA-01 | RED-001173 | A | duty | CBL-002345 | 1 | SYN-AI-CHARM | SYN-AI-TB | yes | no | no | wired
SIG-004689 | AI | Suction pressure 04690 | G-0189 | AREA-02 |  |  | standby | CBL-002345 | 2 | SYN-AI-CHARM | SYN-AI-TB | yes | no | no | loop_checked
SIG-004690 | AI | Tank level 04691 | G-0190 | AREA-03 | RED-001173 | B | duty | CBL-002346 | 1 | SYN-AI-CHARM | SYN-AI-TB | yes | no | no | wired
SIG-004691 | AI | Flow rate 04692 | G-0191 | AREA-04 |  |  | standby | CBL-002346 | 2 | SYN-AI-CHARM | SYN-AI-TB | yes | no | no | unwired
SIG-004692 | DO | Motor start command 04693 | G-0192 | AREA-05 | RED-001174 | A | duty | CBL-002347 | 1 | SYN-DO-CHARM | SYN-DO-TB | no | yes | no | unwired
SIG-004693 | DO | Solenoid command 04694 | G-0193 | AREA-06 |  |  | standby | CBL-002347 | 2 | SYN-DO-CHARM | SYN-DO-TB | no | yes | no | wired
SIG-004694 | DI | High level switch 04695 | G-0194 | AREA-07 | RED-001174 | B | duty | CBL-002348 | 1 | SYN-DI-CHARM | SYN-DI-TB | no | no | no | wired
SIG-004695 | DI | Motor running feedback 04696 | G-0195 | AREA-08 |  |  | standby | CBL-002348 | 2 | SYN-DI-CHARM | SYN-DI-TB | no | no | no | unwired
SIG-004696 | DI | Valve open limit 04697 | G-0196 | AREA-01 | RED-001175 | A | duty | CBL-002349 | 1 | SYN-DI-CHARM | SYN-DI-TB | no | no | no | unwired
SIG-004697 | DI | High level switch 04698 | G-0197 | AREA-02 |  |  | standby | CBL-002349 | 2 | SYN-DI-CHARM | SYN-DI-TB | no | no | no | fat_tested
SIG-004698 | DI | Motor running feedback 04699 | G-0198 | AREA-03 | RED-001175 | B | duty | CBL-002350 | 1 | SYN-DI-CHARM | SYN-DI-TB | no | no | no | fat_tested
SIG-004699 | DI | Valve open limit 04700 | G-0199 | AREA-04 |  |  | standby | CBL-002350 | 2 | SYN-DI-CHARM | SYN-DI-TB | no | no | no | wired
SIG-004700 | DI | High level switch 04701 | G-0200 | AREA-05 | RED-001176 | A | duty | CBL-002351 | 1 | SYN-DI-CHARM | SYN-DI-TB | no | no | no | loop_checked
SIG-004701 | DI | Motor running feedback 04702 | G-0201 | AREA-06 |  |  | standby | CBL-002351 | 2 | SYN-DI-CHARM | SYN-DI-TB | no | no | no | unwired
SIG-004702 | AI | Tank level 04703 | G-0202 | AREA-07 | RED-001176 | B | duty | CBL-002352 | 1 | SYN-AI-CHARM | SYN-AI-TB | yes | no | no | unwired
SIG-004703 | AI | Flow rate 04704 | G-0203 | AREA-08 |  |  | standby | CBL-002352 | 2 | SYN-AI-CHARM | SYN-AI-TB | yes | no | no | wired
SIG-004704 | DO | Motor start command 04705 | G-0204 | AREA-01 | RED-001177 | A | duty | CBL-002353 | 1 | SYN-DO-CHARM | SYN-DO-TB | no | yes | no | unwired
SIG-004705 | DO | Solenoid command 04706 | G-0205 | AREA-02 |  |  | standby | CBL-002353 | 2 | SYN-DO-CHARM | SYN-DO-TB | no | yes | no | unwired
SIG-004706 | DI | High level switch 04707 | G-0206 | AREA-03 | RED-001177 | B | duty | CBL-002354 | 1 | SYN-DI-CHARM | SYN-DI-TB | no | no | no | unwired
SIG-004707 | DI | Motor running feedback 04708 | G-0207 | AREA-04 |  |  | standby | CBL-002354 | 2 | SYN-DI-CHARM | SYN-DI-TB | no | no | no | wired
SIG-004708 | DI | Valve open limit 04709 | G-0208 | AREA-05 | RED-001178 | A | duty | CBL-002355 | 1 | SYN-DI-CHARM | SYN-DI-TB | no | no | no | unwired
SIG-004709 | DI | High level switch 04710 | G-0209 | AREA-06 |  |  | standby | CBL-002355 | 2 | SYN-DI-CHARM | SYN-DI-TB | no | no | no | unwired
SIG-004710 | DO | Motor start command 04711 | G-0210 | AREA-07 | RED-001178 | B | duty | CBL-002356 | 1 | SYN-DO-CHARM | SYN-DO-TB | no | yes | no | unwired
SIG-004711 | DO | Solenoid command 04712 | G-0211 | AREA-08 |  |  | standby | CBL-002356 | 2 | SYN-DO-CHARM | SYN-DO-TB | no | yes | no | unwired
SIG-004712 | AI | Process temperature 04713 | G-0212 | AREA-01 | RED-001179 | A | duty | CBL-002357 | 1 | SYN-AI-CHARM | SYN-AI-TB | yes | no | no | unwired
SIG-004713 | AI | Suction pressure 04714 | G-0213 | AREA-02 |  |  | standby | CBL-002357 | 2 | SYN-AI-CHARM | SYN-AI-TB | yes | no | no | fat_tested
SIG-004714 | DI | Valve open limit 04715 | G-0214 | AREA-03 | RED-001179 | B | duty | CBL-002358 | 1 | SYN-DI-CHARM | SYN-DI-TB | no | no | no | unwired
SIG-004715 | DI | High level switch 04716 | G-0215 | AREA-04 |  |  | standby | CBL-002358 | 2 | SYN-DI-CHARM | SYN-DI-TB | no | no | no | unwired
SIG-004716 | AO | Control valve demand 04717 | G-0216 | AREA-05 | RED-001180 | A | duty | CBL-002359 | 1 | SYN-AO-CHARM | SYN-AO-TB | yes | yes | yes | wired
SIG-004717 | AO | Speed reference 04718 | G-0217 | AREA-06 |  |  | standby | CBL-002359 | 2 | SYN-AO-CHARM | SYN-AO-TB | yes | yes | yes | wired
SIG-004718 | DO | Alarm reset output 04719 | G-0218 | AREA-07 | RED-001180 | B | duty | CBL-002360 | 1 | SYN-DO-CHARM | SYN-DO-TB | no | yes | no | loop_checked
SIG-004719 | DO | Motor start command 04720 | G-0219 | AREA-08 |  |  | standby | CBL-002360 | 2 | SYN-DO-CHARM | SYN-DO-TB | no | yes | no | wired
SIG-004720 | AI | Process temperature 04721 | G-0220 | AREA-01 | RED-001181 | A | duty | CBL-002361 | 1 | SYN-AI-CHARM | SYN-AI-TB | yes | no | no | unwired
SIG-004721 | AI | Suction pressure 04722 | G-0221 | AREA-02 |  |  | standby | CBL-002361 | 2 | SYN-AI-CHARM | SYN-AI-TB | yes | no | no | wired
SIG-004722 | AI | Tank level 04723 | G-0222 | AREA-03 | RED-001181 | B | duty | CBL-002362 | 1 | SYN-AI-CHARM | SYN-AI-TB | yes | no | no | loop_checked
SIG-004723 | AI | Flow rate 04724 | G-0223 | AREA-04 |  |  | standby | CBL-002362 | 2 | SYN-AI-CHARM | SYN-AI-TB | yes | no | no | unwired
SIG-004724 | DI | High level switch 04725 | G-0224 | AREA-05 | RED-001182 | A | duty | CBL-002363 | 1 | SYN-DI-CHARM | SYN-DI-TB | no | no | no | loop_checked
SIG-004725 | DI | Motor running feedback 04726 | G-0225 | AREA-06 |  |  | standby | CBL-002363 | 2 | SYN-DI-CHARM | SYN-DI-TB | no | no | no | unwired
SIG-004726 | DI | Valve open limit 04727 | G-0226 | AREA-07 | RED-001182 | B | duty | CBL-002364 | 1 | SYN-DI-CHARM | SYN-DI-TB | no | no | no | unwired
SIG-004727 | DI | High level switch 04728 | G-0227 | AREA-08 |  |  | standby | CBL-002364 | 2 | SYN-DI-CHARM | SYN-DI-TB | no | no | no | wired
SIG-004728 | DI | Motor running feedback 04729 | G-0228 | AREA-01 | RED-001183 | A | duty | CBL-002365 | 1 | SYN-DI-CHARM | SYN-DI-TB | no | no | no | wired
SIG-004729 | DI | Valve open limit 04730 | G-0229 | AREA-02 |  |  | standby | CBL-002365 | 2 | SYN-DI-CHARM | SYN-DI-TB | no | no | no | unwired
SIG-004730 | DO | Alarm reset output 04731 | G-0230 | AREA-03 | RED-001183 | B | duty | CBL-002366 | 1 | SYN-DO-CHARM | SYN-DO-TB | no | yes | no | wired
SIG-004731 | DO | Motor start command 04732 | G-0231 | AREA-04 |  |  | standby | CBL-002366 | 2 | SYN-DO-CHARM | SYN-DO-TB | no | yes | no | loop_checked
SIG-004732 | DO | Solenoid command 04733 | G-0232 | AREA-05 | RED-001184 | A | duty | CBL-002367 | 1 | SYN-DO-CHARM | SYN-DO-TB | no | yes | no | unwired
SIG-004733 | DO | Alarm reset output 04734 | G-0233 | AREA-06 |  |  | standby | CBL-002367 | 2 | SYN-DO-CHARM | SYN-DO-TB | no | yes | no | wired
SIG-004734 | AI | Tank level 04735 | G-0234 | AREA-07 | RED-001184 | B | duty | CBL-002368 | 1 | SYN-AI-CHARM | SYN-AI-TB | yes | no | no | fat_tested
SIG-004735 | AI | Flow rate 04736 | G-0235 | AREA-08 |  |  | standby | CBL-002368 | 2 | SYN-AI-CHARM | SYN-AI-TB | yes | no | no | unwired
SIG-004736 | AO | Pressure setpoint 04737 | G-0236 | AREA-01 | RED-001185 | A | duty | CBL-002369 | 1 | SYN-AO-CHARM | SYN-AO-TB | yes | yes | yes | unwired
SIG-004737 | AO | Control valve demand 04738 | G-0237 | AREA-02 |  |  | standby | CBL-002369 | 2 | SYN-AO-CHARM | SYN-AO-TB | yes | yes | yes | fat_tested
SIG-004738 | DI | Valve open limit 04739 | G-0238 | AREA-03 | RED-001185 | B | duty | CBL-002370 | 1 | SYN-DI-CHARM | SYN-DI-TB | no | no | no | fat_tested
SIG-004739 | DI | High level switch 04740 | G-0239 | AREA-04 |  |  | standby | CBL-002370 | 2 | SYN-DI-CHARM | SYN-DI-TB | no | no | no | unwired
SIG-004740 | DI | Motor running feedback 04741 | G-0240 | AREA-05 | RED-001186 | A | duty | CBL-002371 | 1 | SYN-DI-CHARM | SYN-DI-TB | no | no | no | unwired
SIG-004741 | DI | Valve open limit 04742 | G-0241 | AREA-06 |  |  | standby | CBL-002371 | 2 | SYN-DI-CHARM | SYN-DI-TB | no | no | no | loop_checked
SIG-004742 | AI | Tank level 04743 | G-0242 | AREA-07 | RED-001186 | B | duty | CBL-002372 | 1 | SYN-AI-CHARM | SYN-AI-TB | yes | no | no | unwired
SIG-004743 | AI | Flow rate 04744 | G-0243 | AREA-08 |  |  | standby | CBL-002372 | 2 | SYN-AI-CHARM | SYN-AI-TB | yes | no | no | wired
SIG-004744 | AO | Speed reference 04745 | G-0244 | AREA-01 | RED-001187 | A | duty | CBL-002373 | 1 | SYN-AO-CHARM | SYN-AO-TB | yes | yes | yes | loop_checked
SIG-004745 | AO | Pressure setpoint 04746 | G-0245 | AREA-02 |  |  | standby | CBL-002373 | 2 | SYN-AO-CHARM | SYN-AO-TB | yes | yes | yes | wired
SIG-004746 | DO | Motor start command 04747 | G-0246 | AREA-03 | RED-001187 | B | duty | CBL-002374 | 1 | SYN-DO-CHARM | SYN-DO-TB | no | yes | no | wired
SIG-004747 | DO | Solenoid command 04748 | G-0247 | AREA-04 |  |  | standby | CBL-002374 | 2 | SYN-DO-CHARM | SYN-DO-TB | no | yes | no | wired
SIG-004748 | DI | High level switch 04749 | G-0248 | AREA-05 | RED-001188 | A | duty | CBL-002375 | 1 | SYN-DI-CHARM | SYN-DI-TB | no | no | no | loop_checked
SIG-004749 | DI | Motor running feedback 04750 | G-0249 | AREA-06 |  |  | standby | CBL-002375 | 2 | SYN-DI-CHARM | SYN-DI-TB | no | no | no | unwired
SIG-004750 | DI | Valve open limit 04751 | G-0000 | AREA-07 | RED-001188 | B | duty | CBL-002376 | 1 | SYN-DI-CHARM | SYN-DI-TB | no | no | no | unwired
SIG-004751 | DI | High level switch 04752 | G-0001 | AREA-08 |  |  | standby | CBL-002376 | 2 | SYN-DI-CHARM | SYN-DI-TB | no | no | no | unwired
SIG-004752 | AI | Process temperature 04753 | G-0002 | AREA-01 | RED-001189 | A | duty | CBL-002377 | 1 | SYN-AI-CHARM | SYN-AI-TB | yes | no | no | wired
SIG-004753 | AI | Suction pressure 04754 | G-0003 | AREA-02 |  |  | standby | CBL-002377 | 2 | SYN-AI-CHARM | SYN-AI-TB | yes | no | no | wired
SIG-004754 | AI | Tank level 04755 | G-0004 | AREA-03 | RED-001189 | B | duty | CBL-002378 | 1 | SYN-AI-CHARM | SYN-AI-TB | yes | no | no | unwired
SIG-004755 | AI | Flow rate 04756 | G-0005 | AREA-04 |  |  | standby | CBL-002378 | 2 | SYN-AI-CHARM | SYN-AI-TB | yes | no | no | loop_checked
SIG-004756 | AO | Speed reference 04757 | G-0006 | AREA-05 | RED-001190 | A | duty | CBL-002379 | 1 | SYN-AO-CHARM | SYN-AO-TB | yes | yes | yes | unwired
SIG-004757 | AO | Pressure setpoint 04758 | G-0007 | AREA-06 |  |  | standby | CBL-002379 | 2 | SYN-AO-CHARM | SYN-AO-TB | yes | yes | yes | unwired
SIG-004758 | DO | Motor start command 04759 | G-0008 | AREA-07 | RED-001190 | B | duty | CBL-002380 | 1 | SYN-DO-CHARM | SYN-DO-TB | no | yes | no | fat_tested
SIG-004759 | DO | Solenoid command 04760 | G-0009 | AREA-08 |  |  | standby | CBL-002380 | 2 | SYN-DO-CHARM | SYN-DO-TB | no | yes | no | unwired
SIG-004760 | AI | Process temperature 04761 | G-0010 | AREA-01 | RED-001191 | A | duty | CBL-002381 | 1 | SYN-AI-CHARM | SYN-AI-TB | yes | no | no | unwired
SIG-004761 | AI | Suction pressure 04762 | G-0011 | AREA-02 |  |  | standby | CBL-002381 | 2 | SYN-AI-CHARM | SYN-AI-TB | yes | no | no | loop_checked
SIG-004762 | AI | Tank level 04763 | G-0012 | AREA-03 | RED-001191 | B | duty | CBL-002382 | 1 | SYN-AI-CHARM | SYN-AI-TB | yes | no | no | loop_checked
SIG-004763 | AI | Flow rate 04764 | G-0013 | AREA-04 |  |  | standby | CBL-002382 | 2 | SYN-AI-CHARM | SYN-AI-TB | yes | no | no | loop_checked
SIG-004764 | AI | Process temperature 04765 | G-0014 | AREA-05 | RED-001192 | A | duty | CBL-002383 | 1 | SYN-AI-CHARM | SYN-AI-TB | yes | no | no | wired
SIG-004765 | AI | Suction pressure 04766 | G-0015 | AREA-06 |  |  | standby | CBL-002383 | 2 | SYN-AI-CHARM | SYN-AI-TB | yes | no | no | unwired
SIG-004766 | AI | Tank level 04767 | G-0016 | AREA-07 | RED-001192 | B | duty | CBL-002384 | 1 | SYN-AI-CHARM | SYN-AI-TB | yes | no | no | unwired
SIG-004767 | AI | Flow rate 04768 | G-0017 | AREA-08 |  |  | standby | CBL-002384 | 2 | SYN-AI-CHARM | SYN-AI-TB | yes | no | no | unwired
SIG-004768 | DI | Valve open limit 04769 | G-0018 | AREA-01 | RED-001193 | A | duty | CBL-002385 | 1 | SYN-DI-CHARM | SYN-DI-TB | no | no | no | unwired
SIG-004769 | DI | High level switch 04770 | G-0019 | AREA-02 |  |  | standby | CBL-002385 | 2 | SYN-DI-CHARM | SYN-DI-TB | no | no | no | unwired
SIG-004770 | DO | Motor start command 04771 | G-0020 | AREA-03 | RED-001193 | B | duty | CBL-002386 | 1 | SYN-DO-CHARM | SYN-DO-TB | no | yes | no | fat_tested
SIG-004771 | DO | Solenoid command 04772 | G-0021 | AREA-04 |  |  | standby | CBL-002386 | 2 | SYN-DO-CHARM | SYN-DO-TB | no | yes | no | unwired
SIG-004772 | DI | High level switch 04773 | G-0022 | AREA-05 | RED-001194 | A | duty | CBL-002387 | 1 | SYN-DI-CHARM | SYN-DI-TB | no | no | no | unwired
SIG-004773 | DI | Motor running feedback 04774 | G-0023 | AREA-06 |  |  | standby | CBL-002387 | 2 | SYN-DI-CHARM | SYN-DI-TB | no | no | no | loop_checked
SIG-004774 | DO | Solenoid command 04775 | G-0024 | AREA-07 | RED-001194 | B | duty | CBL-002388 | 1 | SYN-DO-CHARM | SYN-DO-TB | no | yes | no | fat_tested
SIG-004775 | DO | Alarm reset output 04776 | G-0025 | AREA-08 |  |  | standby | CBL-002388 | 2 | SYN-DO-CHARM | SYN-DO-TB | no | yes | no | fat_tested
SIG-004776 | DI | Motor running feedback 04777 | G-0026 | AREA-01 | RED-001195 | A | duty | CBL-002389 | 1 | SYN-DI-CHARM | SYN-DI-TB | no | no | no | unwired
SIG-004777 | DI | Valve open limit 04778 | G-0027 | AREA-02 |  |  | standby | CBL-002389 | 2 | SYN-DI-CHARM | SYN-DI-TB | no | no | no | unwired
SIG-004778 | DO | Alarm reset output 04779 | G-0028 | AREA-03 | RED-001195 | B | duty | CBL-002390 | 1 | SYN-DO-CHARM | SYN-DO-TB | no | yes | no | wired
SIG-004779 | DO | Motor start command 04780 | G-0029 | AREA-04 |  |  | standby | CBL-002390 | 2 | SYN-DO-CHARM | SYN-DO-TB | no | yes | no | loop_checked
SIG-004780 | DI | Valve open limit 04781 | G-0030 | AREA-05 | RED-001196 | A | duty | CBL-002391 | 1 | SYN-DI-CHARM | SYN-DI-TB | no | no | no | fat_tested
SIG-004781 | DI | High level switch 04782 | G-0031 | AREA-06 |  |  | standby | CBL-002391 | 2 | SYN-DI-CHARM | SYN-DI-TB | no | no | no | unwired
SIG-004782 | AI | Tank level 04783 | G-0032 | AREA-07 | RED-001196 | B | duty | CBL-002392 | 1 | SYN-AI-CHARM | SYN-AI-TB | yes | no | no | wired
SIG-004783 | AI | Flow rate 04784 | G-0033 | AREA-08 |  |  | standby | CBL-002392 | 2 | SYN-AI-CHARM | SYN-AI-TB | yes | no | no | unwired
SIG-004784 | DO | Alarm reset output 04785 | G-0034 | AREA-01 | RED-001197 | A | duty | CBL-002393 | 1 | SYN-DO-CHARM | SYN-DO-TB | no | yes | no | unwired
SIG-004785 | DO | Motor start command 04786 | G-0035 | AREA-02 |  |  | standby | CBL-002393 | 2 | SYN-DO-CHARM | SYN-DO-TB | no | yes | no | loop_checked
SIG-004786 | DO | Solenoid command 04787 | G-0036 | AREA-03 | RED-001197 | B | duty | CBL-002394 | 1 | SYN-DO-CHARM | SYN-DO-TB | no | yes | no | unwired
SIG-004787 | DO | Alarm reset output 04788 | G-0037 | AREA-04 |  |  | standby | CBL-002394 | 2 | SYN-DO-CHARM | SYN-DO-TB | no | yes | no | unwired
SIG-004788 | DI | Motor running feedback 04789 | G-0038 | AREA-05 | RED-001198 | A | duty | CBL-002395 | 1 | SYN-DI-CHARM | SYN-DI-TB | no | no | no | unwired
SIG-004789 | DI | Valve open limit 04790 | G-0039 | AREA-06 |  |  | standby | CBL-002395 | 2 | SYN-DI-CHARM | SYN-DI-TB | no | no | no | unwired
SIG-004790 | DI | High level switch 04791 | G-0040 | AREA-07 | RED-001198 | B | duty | CBL-002396 | 1 | SYN-DI-CHARM | SYN-DI-TB | no | no | no | fat_tested
SIG-004791 | DI | Motor running feedback 04792 | G-0041 | AREA-08 |  |  | standby | CBL-002396 | 2 | SYN-DI-CHARM | SYN-DI-TB | no | no | no | wired
SIG-004792 | AO | Speed reference 04793 | G-0042 | AREA-01 | RED-001199 | A | duty | CBL-002397 | 1 | SYN-AO-CHARM | SYN-AO-TB | yes | yes | yes | unwired
SIG-004793 | AO | Pressure setpoint 04794 | G-0043 | AREA-02 |  |  | standby | CBL-002397 | 2 | SYN-AO-CHARM | SYN-AO-TB | yes | yes | yes | loop_checked
SIG-004794 | AI | Tank level 04795 | G-0044 | AREA-03 | RED-001199 | B | duty | CBL-002398 | 1 | SYN-AI-CHARM | SYN-AI-TB | yes | no | no | unwired
SIG-004795 | AI | Flow rate 04796 | G-0045 | AREA-04 |  |  | standby | CBL-002398 | 2 | SYN-AI-CHARM | SYN-AI-TB | yes | no | no | fat_tested
SIG-004796 | DI | High level switch 04797 | G-0046 | AREA-05 | RED-001200 | A | duty | CBL-002399 | 1 | SYN-DI-CHARM | SYN-DI-TB | no | no | no | unwired
SIG-004797 | DI | Motor running feedback 04798 | G-0047 | AREA-06 |  |  | standby | CBL-002399 | 2 | SYN-DI-CHARM | SYN-DI-TB | no | no | no | wired
SIG-004798 | DI | Valve open limit 04799 | G-0048 | AREA-07 | RED-001200 | B | duty | CBL-002400 | 1 | SYN-DI-CHARM | SYN-DI-TB | no | no | no | loop_checked
SIG-004799 | DI | High level switch 04800 | G-0049 | AREA-08 |  |  | standby | CBL-002400 | 2 | SYN-DI-CHARM | SYN-DI-TB | no | no | no | unwired
SIG-004800 | DI | Motor running feedback 04801 | G-0050 | AREA-01 | RED-001201 | A | duty | CBL-002401 | 1 | SYN-DI-CHARM | SYN-DI-TB | no | no | no | unwired
SIG-004801 | DI | Valve open limit 04802 | G-0051 | AREA-02 |  |  | standby | CBL-002401 | 2 | SYN-DI-CHARM | SYN-DI-TB | no | no | no | unwired
SIG-004802 | DI | High level switch 04803 | G-0052 | AREA-03 | RED-001201 | B | duty | CBL-002402 | 1 | SYN-DI-CHARM | SYN-DI-TB | no | no | no | unwired
SIG-004803 | DI | Motor running feedback 04804 | G-0053 | AREA-04 |  |  | standby | CBL-002402 | 2 | SYN-DI-CHARM | SYN-DI-TB | no | no | no | unwired
SIG-004804 | DO | Solenoid command 04805 | G-0054 | AREA-05 | RED-001202 | A | duty | CBL-002403 | 1 | SYN-DO-CHARM | SYN-DO-TB | no | yes | no | wired
SIG-004805 | DO | Alarm reset output 04806 | G-0055 | AREA-06 |  |  | standby | CBL-002403 | 2 | SYN-DO-CHARM | SYN-DO-TB | no | yes | no | unwired
SIG-004806 | DO | Motor start command 04807 | G-0056 | AREA-07 | RED-001202 | B | duty | CBL-002404 | 1 | SYN-DO-CHARM | SYN-DO-TB | no | yes | no | unwired
SIG-004807 | DO | Solenoid command 04808 | G-0057 | AREA-08 |  |  | standby | CBL-002404 | 2 | SYN-DO-CHARM | SYN-DO-TB | no | yes | no | unwired
SIG-004808 | DI | High level switch 04809 | G-0058 | AREA-01 | RED-001203 | A | duty | CBL-002405 | 1 | SYN-DI-CHARM | SYN-DI-TB | no | no | no | wired
SIG-004809 | DI | Motor running feedback 04810 | G-0059 | AREA-02 |  |  | standby | CBL-002405 | 2 | SYN-DI-CHARM | SYN-DI-TB | no | no | no | unwired
SIG-004810 | DO | Solenoid command 04811 | G-0060 | AREA-03 | RED-001203 | B | duty | CBL-002406 | 1 | SYN-DO-CHARM | SYN-DO-TB | no | yes | no | wired
SIG-004811 | DO | Alarm reset output 04812 | G-0061 | AREA-04 |  |  | standby | CBL-002406 | 2 | SYN-DO-CHARM | SYN-DO-TB | no | yes | no | wired
SIG-004812 | AO | Control valve demand 04813 | G-0062 | AREA-05 | RED-001204 | A | duty | CBL-002407 | 1 | SYN-AO-CHARM | SYN-AO-TB | yes | yes | yes | unwired
SIG-004813 | AO | Speed reference 04814 | G-0063 | AREA-06 |  |  | standby | CBL-002407 | 2 | SYN-AO-CHARM | SYN-AO-TB | yes | yes | yes | wired
SIG-004814 | AI | Tank level 04815 | G-0064 | AREA-07 | RED-001204 | B | duty | CBL-002408 | 1 | SYN-AI-CHARM | SYN-AI-TB | yes | no | no | wired
SIG-004815 | AI | Flow rate 04816 | G-0065 | AREA-08 |  |  | standby | CBL-002408 | 2 | SYN-AI-CHARM | SYN-AI-TB | yes | no | no | unwired
SIG-004816 | DI | Valve open limit 04817 | G-0066 | AREA-01 | RED-001205 | A | duty | CBL-002409 | 1 | SYN-DI-CHARM | SYN-DI-TB | no | no | no | unwired
SIG-004817 | DI | High level switch 04818 | G-0067 | AREA-02 |  |  | standby | CBL-002409 | 2 | SYN-DI-CHARM | SYN-DI-TB | no | no | no | loop_checked
SIG-004818 | AI | Tank level 04819 | G-0068 | AREA-03 | RED-001205 | B | duty | CBL-002410 | 1 | SYN-AI-CHARM | SYN-AI-TB | yes | no | no | unwired
SIG-004819 | AI | Flow rate 04820 | G-0069 | AREA-04 |  |  | standby | CBL-002410 | 2 | SYN-AI-CHARM | SYN-AI-TB | yes | no | no | unwired
SIG-004820 | AI | Process temperature 04821 | G-0070 | AREA-05 | RED-001206 | A | duty | CBL-002411 | 1 | SYN-AI-CHARM | SYN-AI-TB | yes | no | no | unwired
SIG-004821 | AI | Suction pressure 04822 | G-0071 | AREA-06 |  |  | standby | CBL-002411 | 2 | SYN-AI-CHARM | SYN-AI-TB | yes | no | no | wired
SIG-004822 | DI | Valve open limit 04823 | G-0072 | AREA-07 | RED-001206 | B | duty | CBL-002412 | 1 | SYN-DI-CHARM | SYN-DI-TB | no | no | no | wired
SIG-004823 | DI | High level switch 04824 | G-0073 | AREA-08 |  |  | standby | CBL-002412 | 2 | SYN-DI-CHARM | SYN-DI-TB | no | no | no | wired
SIG-004824 | DO | Motor start command 04825 | G-0074 | AREA-01 | RED-001207 | A | duty | CBL-002413 | 1 | SYN-DO-CHARM | SYN-DO-TB | no | yes | no | fat_tested
SIG-004825 | DO | Solenoid command 04826 | G-0075 | AREA-02 |  |  | standby | CBL-002413 | 2 | SYN-DO-CHARM | SYN-DO-TB | no | yes | no | loop_checked
SIG-004826 | DI | High level switch 04827 | G-0076 | AREA-03 | RED-001207 | B | duty | CBL-002414 | 1 | SYN-DI-CHARM | SYN-DI-TB | no | no | no | wired
SIG-004827 | DI | Motor running feedback 04828 | G-0077 | AREA-04 |  |  | standby | CBL-002414 | 2 | SYN-DI-CHARM | SYN-DI-TB | no | no | no | wired
SIG-004828 | DI | Valve open limit 04829 | G-0078 | AREA-05 | RED-001208 | A | duty | CBL-002415 | 1 | SYN-DI-CHARM | SYN-DI-TB | no | no | no | unwired
SIG-004829 | DI | High level switch 04830 | G-0079 | AREA-06 |  |  | standby | CBL-002415 | 2 | SYN-DI-CHARM | SYN-DI-TB | no | no | no | unwired
SIG-004830 | DI | Motor running feedback 04831 | G-0080 | AREA-07 | RED-001208 | B | duty | CBL-002416 | 1 | SYN-DI-CHARM | SYN-DI-TB | no | no | no | unwired
SIG-004831 | DI | Valve open limit 04832 | G-0081 | AREA-08 |  |  | standby | CBL-002416 | 2 | SYN-DI-CHARM | SYN-DI-TB | no | no | no | unwired
SIG-004832 | DO | Alarm reset output 04833 | G-0082 | AREA-01 | RED-001209 | A | duty | CBL-002417 | 1 | SYN-DO-CHARM | SYN-DO-TB | no | yes | no | unwired
SIG-004833 | DO | Motor start command 04834 | G-0083 | AREA-02 |  |  | standby | CBL-002417 | 2 | SYN-DO-CHARM | SYN-DO-TB | no | yes | no | wired
SIG-004834 | DO | Solenoid command 04835 | G-0084 | AREA-03 | RED-001209 | B | duty | CBL-002418 | 1 | SYN-DO-CHARM | SYN-DO-TB | no | yes | no | wired
SIG-004835 | DO | Alarm reset output 04836 | G-0085 | AREA-04 |  |  | standby | CBL-002418 | 2 | SYN-DO-CHARM | SYN-DO-TB | no | yes | no | wired
SIG-004836 | AI | Process temperature 04837 | G-0086 | AREA-05 | RED-001210 | A | duty | CBL-002419 | 1 | SYN-AI-CHARM | SYN-AI-TB | yes | no | no | unwired
SIG-004837 | AI | Suction pressure 04838 | G-0087 | AREA-06 |  |  | standby | CBL-002419 | 2 | SYN-AI-CHARM | SYN-AI-TB | yes | no | no | unwired
SIG-004838 | DI | High level switch 04839 | G-0088 | AREA-07 | RED-001210 | B | duty | CBL-002420 | 1 | SYN-DI-CHARM | SYN-DI-TB | no | no | no | unwired
SIG-004839 | DI | Motor running feedback 04840 | G-0089 | AREA-08 |  |  | standby | CBL-002420 | 2 | SYN-DI-CHARM | SYN-DI-TB | no | no | no | unwired
SIG-004840 | AI | Process temperature 04841 | G-0090 | AREA-01 | RED-001211 | A | duty | CBL-002421 | 1 | SYN-AI-CHARM | SYN-AI-TB | yes | no | no | unwired
SIG-004841 | AI | Suction pressure 04842 | G-0091 | AREA-02 |  |  | standby | CBL-002421 | 2 | SYN-AI-CHARM | SYN-AI-TB | yes | no | no | wired
SIG-004842 | AI | Tank level 04843 | G-0092 | AREA-03 | RED-001211 | B | duty | CBL-002422 | 1 | SYN-AI-CHARM | SYN-AI-TB | yes | no | no | unwired
SIG-004843 | AI | Flow rate 04844 | G-0093 | AREA-04 |  |  | standby | CBL-002422 | 2 | SYN-AI-CHARM | SYN-AI-TB | yes | no | no | unwired
SIG-004844 | AI | Process temperature 04845 | G-0094 | AREA-05 | RED-001212 | A | duty | CBL-002423 | 1 | SYN-AI-CHARM | SYN-AI-TB | yes | no | no | loop_checked
SIG-004845 | AI | Suction pressure 04846 | G-0095 | AREA-06 |  |  | standby | CBL-002423 | 2 | SYN-AI-CHARM | SYN-AI-TB | yes | no | no | wired
SIG-004846 | AO | Speed reference 04847 | G-0096 | AREA-07 | RED-001212 | B | duty | CBL-002424 | 1 | SYN-AO-CHARM | SYN-AO-TB | yes | yes | yes | unwired
SIG-004847 | AO | Pressure setpoint 04848 | G-0097 | AREA-08 |  |  | standby | CBL-002424 | 2 | SYN-AO-CHARM | SYN-AO-TB | yes | yes | yes | wired
SIG-004848 | AI | Process temperature 04849 | G-0098 | AREA-01 | RED-001213 | A | duty | CBL-002425 | 1 | SYN-AI-CHARM | SYN-AI-TB | yes | no | no | unwired
SIG-004849 | AI | Suction pressure 04850 | G-0099 | AREA-02 |  |  | standby | CBL-002425 | 2 | SYN-AI-CHARM | SYN-AI-TB | yes | no | no | unwired
SIG-004850 | DI | High level switch 04851 | G-0100 | AREA-03 | RED-001213 | B | duty | CBL-002426 | 1 | SYN-DI-CHARM | SYN-DI-TB | no | no | no | loop_checked
SIG-004851 | DI | Motor running feedback 04852 | G-0101 | AREA-04 |  |  | standby | CBL-002426 | 2 | SYN-DI-CHARM | SYN-DI-TB | no | no | no | unwired
SIG-004852 | DI | Valve open limit 04853 | G-0102 | AREA-05 | RED-001214 | A | duty | CBL-002427 | 1 | SYN-DI-CHARM | SYN-DI-TB | no | no | no | unwired
SIG-004853 | DI | High level switch 04854 | G-0103 | AREA-06 |  |  | standby | CBL-002427 | 2 | SYN-DI-CHARM | SYN-DI-TB | no | no | no | unwired
SIG-004854 | DI | Motor running feedback 04855 | G-0104 | AREA-07 | RED-001214 | B | duty | CBL-002428 | 1 | SYN-DI-CHARM | SYN-DI-TB | no | no | no | loop_checked
SIG-004855 | DI | Valve open limit 04856 | G-0105 | AREA-08 |  |  | standby | CBL-002428 | 2 | SYN-DI-CHARM | SYN-DI-TB | no | no | no | loop_checked
SIG-004856 | DI | High level switch 04857 | G-0106 | AREA-01 | RED-001215 | A | duty | CBL-002429 | 1 | SYN-DI-CHARM | SYN-DI-TB | no | no | no | unwired
SIG-004857 | DI | Motor running feedback 04858 | G-0107 | AREA-02 |  |  | standby | CBL-002429 | 2 | SYN-DI-CHARM | SYN-DI-TB | no | no | no | wired
SIG-004858 | DI | Valve open limit 04859 | G-0108 | AREA-03 | RED-001215 | B | duty | CBL-002430 | 1 | SYN-DI-CHARM | SYN-DI-TB | no | no | no | unwired
SIG-004859 | DI | High level switch 04860 | G-0109 | AREA-04 |  |  | standby | CBL-002430 | 2 | SYN-DI-CHARM | SYN-DI-TB | no | no | no | unwired
SIG-004860 | AO | Control valve demand 04861 | G-0110 | AREA-05 | RED-001216 | A | duty | CBL-002431 | 1 | SYN-AO-CHARM | SYN-AO-TB | yes | yes | yes | wired
SIG-004861 | AO | Speed reference 04862 | G-0111 | AREA-06 |  |  | standby | CBL-002431 | 2 | SYN-AO-CHARM | SYN-AO-TB | yes | yes | yes | unwired
SIG-004862 | DO | Alarm reset output 04863 | G-0112 | AREA-07 | RED-001216 | B | duty | CBL-002432 | 1 | SYN-DO-CHARM | SYN-DO-TB | no | yes | no | unwired
SIG-004863 | DO | Motor start command 04864 | G-0113 | AREA-08 |  |  | standby | CBL-002432 | 2 | SYN-DO-CHARM | SYN-DO-TB | no | yes | no | loop_checked
SIG-004864 | AO | Speed reference 04865 | G-0114 | AREA-01 | RED-001217 | A | duty | CBL-002433 | 1 | SYN-AO-CHARM | SYN-AO-TB | yes | yes | yes | loop_checked
SIG-004865 | AO | Pressure setpoint 04866 | G-0115 | AREA-02 |  |  | standby | CBL-002433 | 2 | SYN-AO-CHARM | SYN-AO-TB | yes | yes | yes | unwired
SIG-004866 | DI | Motor running feedback 04867 | G-0116 | AREA-03 | RED-001217 | B | duty | CBL-002434 | 1 | SYN-DI-CHARM | SYN-DI-TB | no | no | no | unwired
SIG-004867 | DI | Valve open limit 04868 | G-0117 | AREA-04 |  |  | standby | CBL-002434 | 2 | SYN-DI-CHARM | SYN-DI-TB | no | no | no | unwired
SIG-004868 | DI | High level switch 04869 | G-0118 | AREA-05 | RED-001218 | A | duty | CBL-002435 | 1 | SYN-DI-CHARM | SYN-DI-TB | no | no | no | unwired
SIG-004869 | DI | Motor running feedback 04870 | G-0119 | AREA-06 |  |  | standby | CBL-002435 | 2 | SYN-DI-CHARM | SYN-DI-TB | no | no | no | loop_checked
SIG-004870 | DI | Valve open limit 04871 | G-0120 | AREA-07 | RED-001218 | B | duty | CBL-002436 | 1 | SYN-DI-CHARM | SYN-DI-TB | no | no | no | unwired
SIG-004871 | DI | High level switch 04872 | G-0121 | AREA-08 |  |  | standby | CBL-002436 | 2 | SYN-DI-CHARM | SYN-DI-TB | no | no | no | wired
SIG-004872 | DI | Motor running feedback 04873 | G-0122 | AREA-01 | RED-001219 | A | duty | CBL-002437 | 1 | SYN-DI-CHARM | SYN-DI-TB | no | no | no | unwired
SIG-004873 | DI | Valve open limit 04874 | G-0123 | AREA-02 |  |  | standby | CBL-002437 | 2 | SYN-DI-CHARM | SYN-DI-TB | no | no | no | wired
SIG-004874 | DO | Alarm reset output 04875 | G-0124 | AREA-03 | RED-001219 | B | duty | CBL-002438 | 1 | SYN-DO-CHARM | SYN-DO-TB | no | yes | no | wired
SIG-004875 | DO | Motor start command 04876 | G-0125 | AREA-04 |  |  | standby | CBL-002438 | 2 | SYN-DO-CHARM | SYN-DO-TB | no | yes | no | unwired
SIG-004876 | AI | Process temperature 04877 | G-0126 | AREA-05 | RED-001220 | A | duty | CBL-002439 | 1 | SYN-AI-CHARM | SYN-AI-TB | yes | no | no | wired
SIG-004877 | AI | Suction pressure 04878 | G-0127 | AREA-06 |  |  | standby | CBL-002439 | 2 | SYN-AI-CHARM | SYN-AI-TB | yes | no | no | wired
SIG-004878 | DO | Motor start command 04879 | G-0128 | AREA-07 | RED-001220 | B | duty | CBL-002440 | 1 | SYN-DO-CHARM | SYN-DO-TB | no | yes | no | unwired
SIG-004879 | DO | Solenoid command 04880 | G-0129 | AREA-08 |  |  | standby | CBL-002440 | 2 | SYN-DO-CHARM | SYN-DO-TB | no | yes | no | wired
SIG-004880 | AI | Process temperature 04881 | G-0130 | AREA-01 | RED-001221 | A | duty | CBL-002441 | 1 | SYN-AI-CHARM | SYN-AI-TB | yes | no | no | loop_checked
SIG-004881 | AI | Suction pressure 04882 | G-0131 | AREA-02 |  |  | standby | CBL-002441 | 2 | SYN-AI-CHARM | SYN-AI-TB | yes | no | no | loop_checked
SIG-004882 | AI | Tank level 04883 | G-0132 | AREA-03 | RED-001221 | B | duty | CBL-002442 | 1 | SYN-AI-CHARM | SYN-AI-TB | yes | no | no | loop_checked
SIG-004883 | AI | Flow rate 04884 | G-0133 | AREA-04 |  |  | standby | CBL-002442 | 2 | SYN-AI-CHARM | SYN-AI-TB | yes | no | no | wired
SIG-004884 | AI | Process temperature 04885 | G-0134 | AREA-05 | RED-001222 | A | duty | CBL-002443 | 1 | SYN-AI-CHARM | SYN-AI-TB | yes | no | no | wired
SIG-004885 | AI | Suction pressure 04886 | G-0135 | AREA-06 |  |  | standby | CBL-002443 | 2 | SYN-AI-CHARM | SYN-AI-TB | yes | no | no | wired
SIG-004886 | AO | Pressure setpoint 04887 | G-0136 | AREA-07 | RED-001222 | B | duty | CBL-002444 | 1 | SYN-AO-CHARM | SYN-AO-TB | yes | yes | yes | loop_checked
SIG-004887 | AO | Control valve demand 04888 | G-0137 | AREA-08 |  |  | standby | CBL-002444 | 2 | SYN-AO-CHARM | SYN-AO-TB | yes | yes | yes | unwired
SIG-004888 | DI | Valve open limit 04889 | G-0138 | AREA-01 | RED-001223 | A | duty | CBL-002445 | 1 | SYN-DI-CHARM | SYN-DI-TB | no | no | no | loop_checked
SIG-004889 | DI | High level switch 04890 | G-0139 | AREA-02 |  |  | standby | CBL-002445 | 2 | SYN-DI-CHARM | SYN-DI-TB | no | no | no | unwired
SIG-004890 | AI | Tank level 04891 | G-0140 | AREA-03 | RED-001223 | B | duty | CBL-002446 | 1 | SYN-AI-CHARM | SYN-AI-TB | yes | no | no | unwired
SIG-004891 | AI | Flow rate 04892 | G-0141 | AREA-04 |  |  | standby | CBL-002446 | 2 | SYN-AI-CHARM | SYN-AI-TB | yes | no | no | unwired
SIG-004892 | AI | Process temperature 04893 | G-0142 | AREA-05 | RED-001224 | A | duty | CBL-002447 | 1 | SYN-AI-CHARM | SYN-AI-TB | yes | no | no | unwired
SIG-004893 | AI | Suction pressure 04894 | G-0143 | AREA-06 |  |  | standby | CBL-002447 | 2 | SYN-AI-CHARM | SYN-AI-TB | yes | no | no | wired
SIG-004894 | AI | Tank level 04895 | G-0144 | AREA-07 | RED-001224 | B | duty | CBL-002448 | 1 | SYN-AI-CHARM | SYN-AI-TB | yes | no | no | unwired
SIG-004895 | AI | Flow rate 04896 | G-0145 | AREA-08 |  |  | standby | CBL-002448 | 2 | SYN-AI-CHARM | SYN-AI-TB | yes | no | no | loop_checked
SIG-004896 | AI | Process temperature 04897 | G-0146 | AREA-01 | RED-001225 | A | duty | CBL-002449 | 1 | SYN-AI-CHARM | SYN-AI-TB | yes | no | no | loop_checked
SIG-004897 | AI | Suction pressure 04898 | G-0147 | AREA-02 |  |  | standby | CBL-002449 | 2 | SYN-AI-CHARM | SYN-AI-TB | yes | no | no | wired
SIG-004898 | DO | Alarm reset output 04899 | G-0148 | AREA-03 | RED-001225 | B | duty | CBL-002450 | 1 | SYN-DO-CHARM | SYN-DO-TB | no | yes | no | wired
SIG-004899 | DO | Motor start command 04900 | G-0149 | AREA-04 |  |  | standby | CBL-002450 | 2 | SYN-DO-CHARM | SYN-DO-TB | no | yes | no | loop_checked
SIG-004900 | DI | Valve open limit 04901 | G-0150 | AREA-05 | RED-001226 | A | duty | CBL-002451 | 1 | SYN-DI-CHARM | SYN-DI-TB | no | no | no | unwired
SIG-004901 | DI | High level switch 04902 | G-0151 | AREA-06 |  |  | standby | CBL-002451 | 2 | SYN-DI-CHARM | SYN-DI-TB | no | no | no | unwired
SIG-004902 | DI | Motor running feedback 04903 | G-0152 | AREA-07 | RED-001226 | B | duty | CBL-002452 | 1 | SYN-DI-CHARM | SYN-DI-TB | no | no | no | unwired
SIG-004903 | DI | Valve open limit 04904 | G-0153 | AREA-08 |  |  | standby | CBL-002452 | 2 | SYN-DI-CHARM | SYN-DI-TB | no | no | no | unwired
SIG-004904 | DI | High level switch 04905 | G-0154 | AREA-01 | RED-001227 | A | duty | CBL-002453 | 1 | SYN-DI-CHARM | SYN-DI-TB | no | no | no | fat_tested
SIG-004905 | DI | Motor running feedback 04906 | G-0155 | AREA-02 |  |  | standby | CBL-002453 | 2 | SYN-DI-CHARM | SYN-DI-TB | no | no | no | unwired
SIG-004906 | AO | Speed reference 04907 | G-0156 | AREA-03 | RED-001227 | B | duty | CBL-002454 | 1 | SYN-AO-CHARM | SYN-AO-TB | yes | yes | yes | unwired
SIG-004907 | AO | Pressure setpoint 04908 | G-0157 | AREA-04 |  |  | standby | CBL-002454 | 2 | SYN-AO-CHARM | SYN-AO-TB | yes | yes | yes | unwired
SIG-004908 | DI | Motor running feedback 04909 | G-0158 | AREA-05 | RED-001228 | A | duty | CBL-002455 | 1 | SYN-DI-CHARM | SYN-DI-TB | no | no | no | unwired
SIG-004909 | DI | Valve open limit 04910 | G-0159 | AREA-06 |  |  | standby | CBL-002455 | 2 | SYN-DI-CHARM | SYN-DI-TB | no | no | no | unwired
SIG-004910 | DO | Alarm reset output 04911 | G-0160 | AREA-07 | RED-001228 | B | duty | CBL-002456 | 1 | SYN-DO-CHARM | SYN-DO-TB | no | yes | no | unwired
SIG-004911 | DO | Motor start command 04912 | G-0161 | AREA-08 |  |  | standby | CBL-002456 | 2 | SYN-DO-CHARM | SYN-DO-TB | no | yes | no | loop_checked
SIG-004912 | AO | Speed reference 04913 | G-0162 | AREA-01 | RED-001229 | A | duty | CBL-002457 | 1 | SYN-AO-CHARM | SYN-AO-TB | yes | yes | yes | fat_tested
SIG-004913 | AO | Pressure setpoint 04914 | G-0163 | AREA-02 |  |  | standby | CBL-002457 | 2 | SYN-AO-CHARM | SYN-AO-TB | yes | yes | yes | unwired
SIG-004914 | DO | Motor start command 04915 | G-0164 | AREA-03 | RED-001229 | B | duty | CBL-002458 | 1 | SYN-DO-CHARM | SYN-DO-TB | no | yes | no | unwired
SIG-004915 | DO | Solenoid command 04916 | G-0165 | AREA-04 |  |  | standby | CBL-002458 | 2 | SYN-DO-CHARM | SYN-DO-TB | no | yes | no | unwired
SIG-004916 | DI | High level switch 04917 | G-0166 | AREA-05 | RED-001230 | A | duty | CBL-002459 | 1 | SYN-DI-CHARM | SYN-DI-TB | no | no | no | wired
SIG-004917 | DI | Motor running feedback 04918 | G-0167 | AREA-06 |  |  | standby | CBL-002459 | 2 | SYN-DI-CHARM | SYN-DI-TB | no | no | no | unwired
SIG-004918 | DO | Solenoid command 04919 | G-0168 | AREA-07 | RED-001230 | B | duty | CBL-002460 | 1 | SYN-DO-CHARM | SYN-DO-TB | no | yes | no | unwired
SIG-004919 | DO | Alarm reset output 04920 | G-0169 | AREA-08 |  |  | standby | CBL-002460 | 2 | SYN-DO-CHARM | SYN-DO-TB | no | yes | no | loop_checked
SIG-004920 | DI | Motor running feedback 04921 | G-0170 | AREA-01 | RED-001231 | A | duty | CBL-002461 | 1 | SYN-DI-CHARM | SYN-DI-TB | no | no | no | wired
SIG-004921 | DI | Valve open limit 04922 | G-0171 | AREA-02 |  |  | standby | CBL-002461 | 2 | SYN-DI-CHARM | SYN-DI-TB | no | no | no | unwired
SIG-004922 | DO | Alarm reset output 04923 | G-0172 | AREA-03 | RED-001231 | B | duty | CBL-002462 | 1 | SYN-DO-CHARM | SYN-DO-TB | no | yes | no | unwired
SIG-004923 | DO | Motor start command 04924 | G-0173 | AREA-04 |  |  | standby | CBL-002462 | 2 | SYN-DO-CHARM | SYN-DO-TB | no | yes | no | unwired
SIG-004924 | DO | Solenoid command 04925 | G-0174 | AREA-05 | RED-001232 | A | duty | CBL-002463 | 1 | SYN-DO-CHARM | SYN-DO-TB | no | yes | no | loop_checked
SIG-004925 | DO | Alarm reset output 04926 | G-0175 | AREA-06 |  |  | standby | CBL-002463 | 2 | SYN-DO-CHARM | SYN-DO-TB | no | yes | no | wired
SIG-004926 | DI | Motor running feedback 04927 | G-0176 | AREA-07 | RED-001232 | B | duty | CBL-002464 | 1 | SYN-DI-CHARM | SYN-DI-TB | no | no | no | unwired
SIG-004927 | DI | Valve open limit 04928 | G-0177 | AREA-08 |  |  | standby | CBL-002464 | 2 | SYN-DI-CHARM | SYN-DI-TB | no | no | no | wired
SIG-004928 | AI | Process temperature 04929 | G-0178 | AREA-01 | RED-001233 | A | duty | CBL-002465 | 1 | SYN-AI-CHARM | SYN-AI-TB | yes | no | no | wired
SIG-004929 | AI | Suction pressure 04930 | G-0179 | AREA-02 |  |  | standby | CBL-002465 | 2 | SYN-AI-CHARM | SYN-AI-TB | yes | no | no | wired
SIG-004930 | DI | Valve open limit 04931 | G-0180 | AREA-03 | RED-001233 | B | duty | CBL-002466 | 1 | SYN-DI-CHARM | SYN-DI-TB | no | no | no | wired
SIG-004931 | DI | High level switch 04932 | G-0181 | AREA-04 |  |  | standby | CBL-002466 | 2 | SYN-DI-CHARM | SYN-DI-TB | no | no | no | unwired
SIG-004932 | AO | Control valve demand 04933 | G-0182 | AREA-05 | RED-001234 | A | duty | CBL-002467 | 1 | SYN-AO-CHARM | SYN-AO-TB | yes | yes | yes | wired
SIG-004933 | AO | Speed reference 04934 | G-0183 | AREA-06 |  |  | standby | CBL-002467 | 2 | SYN-AO-CHARM | SYN-AO-TB | yes | yes | yes | unwired
SIG-004934 | DI | High level switch 04935 | G-0184 | AREA-07 | RED-001234 | B | duty | CBL-002468 | 1 | SYN-DI-CHARM | SYN-DI-TB | no | no | no | unwired
SIG-004935 | DI | Motor running feedback 04936 | G-0185 | AREA-08 |  |  | standby | CBL-002468 | 2 | SYN-DI-CHARM | SYN-DI-TB | no | no | no | unwired
SIG-004936 | AO | Speed reference 04937 | G-0186 | AREA-01 | RED-001235 | A | duty | CBL-002469 | 1 | SYN-AO-CHARM | SYN-AO-TB | yes | yes | yes | unwired
SIG-004937 | AO | Pressure setpoint 04938 | G-0187 | AREA-02 |  |  | standby | CBL-002469 | 2 | SYN-AO-CHARM | SYN-AO-TB | yes | yes | yes | unwired
SIG-004938 | DI | Motor running feedback 04939 | G-0188 | AREA-03 | RED-001235 | B | duty | CBL-002470 | 1 | SYN-DI-CHARM | SYN-DI-TB | no | no | no | wired
SIG-004939 | DI | Valve open limit 04940 | G-0189 | AREA-04 |  |  | standby | CBL-002470 | 2 | SYN-DI-CHARM | SYN-DI-TB | no | no | no | unwired
SIG-004940 | AI | Process temperature 04941 | G-0190 | AREA-05 | RED-001236 | A | duty | CBL-002471 | 1 | SYN-AI-CHARM | SYN-AI-TB | yes | no | no | wired
SIG-004941 | AI | Suction pressure 04942 | G-0191 | AREA-06 |  |  | standby | CBL-002471 | 2 | SYN-AI-CHARM | SYN-AI-TB | yes | no | no | wired
SIG-004942 | AO | Speed reference 04943 | G-0192 | AREA-07 | RED-001236 | B | duty | CBL-002472 | 1 | SYN-AO-CHARM | SYN-AO-TB | yes | yes | yes | fat_tested
SIG-004943 | AO | Pressure setpoint 04944 | G-0193 | AREA-08 |  |  | standby | CBL-002472 | 2 | SYN-AO-CHARM | SYN-AO-TB | yes | yes | yes | unwired
SIG-004944 | DI | Motor running feedback 04945 | G-0194 | AREA-01 | RED-001237 | A | duty | CBL-002473 | 1 | SYN-DI-CHARM | SYN-DI-TB | no | no | no | unwired
SIG-004945 | DI | Valve open limit 04946 | G-0195 | AREA-02 |  |  | standby | CBL-002473 | 2 | SYN-DI-CHARM | SYN-DI-TB | no | no | no | unwired
SIG-004946 | DI | High level switch 04947 | G-0196 | AREA-03 | RED-001237 | B | duty | CBL-002474 | 1 | SYN-DI-CHARM | SYN-DI-TB | no | no | no | wired
SIG-004947 | DI | Motor running feedback 04948 | G-0197 | AREA-04 |  |  | standby | CBL-002474 | 2 | SYN-DI-CHARM | SYN-DI-TB | no | no | no | loop_checked
SIG-004948 | AI | Process temperature 04949 | G-0198 | AREA-05 | RED-001238 | A | duty | CBL-002475 | 1 | SYN-AI-CHARM | SYN-AI-TB | yes | no | no | unwired
SIG-004949 | AI | Suction pressure 04950 | G-0199 | AREA-06 |  |  | standby | CBL-002475 | 2 | SYN-AI-CHARM | SYN-AI-TB | yes | no | no | unwired
SIG-004950 | DO | Motor start command 04951 | G-0200 | AREA-07 | RED-001238 | B | duty | CBL-002476 | 1 | SYN-DO-CHARM | SYN-DO-TB | no | yes | no | unwired
SIG-004951 | DO | Solenoid command 04952 | G-0201 | AREA-08 |  |  | standby | CBL-002476 | 2 | SYN-DO-CHARM | SYN-DO-TB | no | yes | no | unwired
SIG-004952 | AI | Process temperature 04953 | G-0202 | AREA-01 | RED-001239 | A | duty | CBL-002477 | 1 | SYN-AI-CHARM | SYN-AI-TB | yes | no | no | unwired
SIG-004953 | AI | Suction pressure 04954 | G-0203 | AREA-02 |  |  | standby | CBL-002477 | 2 | SYN-AI-CHARM | SYN-AI-TB | yes | no | no | wired
SIG-004954 | AI | Tank level 04955 | G-0204 | AREA-03 | RED-001239 | B | duty | CBL-002478 | 1 | SYN-AI-CHARM | SYN-AI-TB | yes | no | no | unwired
SIG-004955 | AI | Flow rate 04956 | G-0205 | AREA-04 |  |  | standby | CBL-002478 | 2 | SYN-AI-CHARM | SYN-AI-TB | yes | no | no | wired
SIG-004956 | DO | Motor start command 04957 | G-0206 | AREA-05 | RED-001240 | A | duty | CBL-002479 | 1 | SYN-DO-CHARM | SYN-DO-TB | no | yes | no | loop_checked
SIG-004957 | DO | Solenoid command 04958 | G-0207 | AREA-06 |  |  | standby | CBL-002479 | 2 | SYN-DO-CHARM | SYN-DO-TB | no | yes | no | unwired
SIG-004958 | DO | Alarm reset output 04959 | G-0208 | AREA-07 | RED-001240 | B | duty | CBL-002480 | 1 | SYN-DO-CHARM | SYN-DO-TB | no | yes | no | unwired
SIG-004959 | DO | Motor start command 04960 | G-0209 | AREA-08 |  |  | standby | CBL-002480 | 2 | SYN-DO-CHARM | SYN-DO-TB | no | yes | no | fat_tested
SIG-004960 | DO | Solenoid command 04961 | G-0210 | AREA-01 | RED-001241 | A | duty | CBL-002481 | 1 | SYN-DO-CHARM | SYN-DO-TB | no | yes | no | unwired
SIG-004961 | DO | Alarm reset output 04962 | G-0211 | AREA-02 |  |  | standby | CBL-002481 | 2 | SYN-DO-CHARM | SYN-DO-TB | no | yes | no | unwired
SIG-004962 | DI | Motor running feedback 04963 | G-0212 | AREA-03 | RED-001241 | B | duty | CBL-002482 | 1 | SYN-DI-CHARM | SYN-DI-TB | no | no | no | loop_checked
SIG-004963 | DI | Valve open limit 04964 | G-0213 | AREA-04 |  |  | standby | CBL-002482 | 2 | SYN-DI-CHARM | SYN-DI-TB | no | no | no | unwired
SIG-004964 | AI | Process temperature 04965 | G-0214 | AREA-05 | RED-001242 | A | duty | CBL-002483 | 1 | SYN-AI-CHARM | SYN-AI-TB | yes | no | no | unwired
SIG-004965 | AI | Suction pressure 04966 | G-0215 | AREA-06 |  |  | standby | CBL-002483 | 2 | SYN-AI-CHARM | SYN-AI-TB | yes | no | no | loop_checked
SIG-004966 | AI | Tank level 04967 | G-0216 | AREA-07 | RED-001242 | B | duty | CBL-002484 | 1 | SYN-AI-CHARM | SYN-AI-TB | yes | no | no | unwired
SIG-004967 | AI | Flow rate 04968 | G-0217 | AREA-08 |  |  | standby | CBL-002484 | 2 | SYN-AI-CHARM | SYN-AI-TB | yes | no | no | unwired
SIG-004968 | DO | Motor start command 04969 | G-0218 | AREA-01 | RED-001243 | A | duty | CBL-002485 | 1 | SYN-DO-CHARM | SYN-DO-TB | no | yes | no | unwired
SIG-004969 | DO | Solenoid command 04970 | G-0219 | AREA-02 |  |  | standby | CBL-002485 | 2 | SYN-DO-CHARM | SYN-DO-TB | no | yes | no | wired
SIG-004970 | DI | High level switch 04971 | G-0220 | AREA-03 | RED-001243 | B | duty | CBL-002486 | 1 | SYN-DI-CHARM | SYN-DI-TB | no | no | no | unwired
SIG-004971 | DI | Motor running feedback 04972 | G-0221 | AREA-04 |  |  | standby | CBL-002486 | 2 | SYN-DI-CHARM | SYN-DI-TB | no | no | no | unwired
SIG-004972 | DI | Valve open limit 04973 | G-0222 | AREA-05 | RED-001244 | A | duty | CBL-002487 | 1 | SYN-DI-CHARM | SYN-DI-TB | no | no | no | unwired
SIG-004973 | DI | High level switch 04974 | G-0223 | AREA-06 |  |  | standby | CBL-002487 | 2 | SYN-DI-CHARM | SYN-DI-TB | no | no | no | wired
SIG-004974 | AI | Tank level 04975 | G-0224 | AREA-07 | RED-001244 | B | duty | CBL-002488 | 1 | SYN-AI-CHARM | SYN-AI-TB | yes | no | no | unwired
SIG-004975 | AI | Flow rate 04976 | G-0225 | AREA-08 |  |  | standby | CBL-002488 | 2 | SYN-AI-CHARM | SYN-AI-TB | yes | no | no | unwired
SIG-004976 | AO | Pressure setpoint 04977 | G-0226 | AREA-01 | RED-001245 | A | duty | CBL-002489 | 1 | SYN-AO-CHARM | SYN-AO-TB | yes | yes | yes | wired
SIG-004977 | AO | Control valve demand 04978 | G-0227 | AREA-02 |  |  | standby | CBL-002489 | 2 | SYN-AO-CHARM | SYN-AO-TB | yes | yes | yes | fat_tested
SIG-004978 | AI | Tank level 04979 | G-0228 | AREA-03 | RED-001245 | B | duty | CBL-002490 | 1 | SYN-AI-CHARM | SYN-AI-TB | yes | no | no | unwired
SIG-004979 | AI | Flow rate 04980 | G-0229 | AREA-04 |  |  | standby | CBL-002490 | 2 | SYN-AI-CHARM | SYN-AI-TB | yes | no | no | wired
SIG-004980 | DI | Motor running feedback 04981 | G-0230 | AREA-05 | RED-001246 | A | duty | CBL-002491 | 1 | SYN-DI-CHARM | SYN-DI-TB | no | no | no | unwired
SIG-004981 | DI | Valve open limit 04982 | G-0231 | AREA-06 |  |  | standby | CBL-002491 | 2 | SYN-DI-CHARM | SYN-DI-TB | no | no | no | unwired
SIG-004982 | AI | Tank level 04983 | G-0232 | AREA-07 | RED-001246 | B | duty | CBL-002492 | 1 | SYN-AI-CHARM | SYN-AI-TB | yes | no | no | wired
SIG-004983 | AI | Flow rate 04984 | G-0233 | AREA-08 |  |  | standby | CBL-002492 | 2 | SYN-AI-CHARM | SYN-AI-TB | yes | no | no | unwired
SIG-004984 | DO | Solenoid command 04985 | G-0234 | AREA-01 | RED-001247 | A | duty | CBL-002493 | 1 | SYN-DO-CHARM | SYN-DO-TB | no | yes | no | unwired
SIG-004985 | DO | Alarm reset output 04986 | G-0235 | AREA-02 |  |  | standby | CBL-002493 | 2 | SYN-DO-CHARM | SYN-DO-TB | no | yes | no | unwired
SIG-004986 | DO | Motor start command 04987 | G-0236 | AREA-03 | RED-001247 | B | duty | CBL-002494 | 1 | SYN-DO-CHARM | SYN-DO-TB | no | yes | no | loop_checked
SIG-004987 | DO | Solenoid command 04988 | G-0237 | AREA-04 |  |  | standby | CBL-002494 | 2 | SYN-DO-CHARM | SYN-DO-TB | no | yes | no | loop_checked
SIG-004988 | AI | Process temperature 04989 | G-0238 | AREA-05 | RED-001248 | A | duty | CBL-002495 | 1 | SYN-AI-CHARM | SYN-AI-TB | yes | no | no | unwired
SIG-004989 | AI | Suction pressure 04990 | G-0239 | AREA-06 |  |  | standby | CBL-002495 | 2 | SYN-AI-CHARM | SYN-AI-TB | yes | no | no | unwired
SIG-004990 | AI | Tank level 04991 | G-0240 | AREA-07 | RED-001248 | B | duty | CBL-002496 | 1 | SYN-AI-CHARM | SYN-AI-TB | yes | no | no | unwired
SIG-004991 | AI | Flow rate 04992 | G-0241 | AREA-08 |  |  | standby | CBL-002496 | 2 | SYN-AI-CHARM | SYN-AI-TB | yes | no | no | unwired
SIG-004992 | DI | Motor running feedback 04993 | G-0242 | AREA-01 | RED-001249 | A | duty | CBL-002497 | 1 | SYN-DI-CHARM | SYN-DI-TB | no | no | no | loop_checked
SIG-004993 | DI | Valve open limit 04994 | G-0243 | AREA-02 |  |  | standby | CBL-002497 | 2 | SYN-DI-CHARM | SYN-DI-TB | no | no | no | unwired
SIG-004994 | AI | Tank level 04995 | G-0244 | AREA-03 | RED-001249 | B | duty | CBL-002498 | 1 | SYN-AI-CHARM | SYN-AI-TB | yes | no | no | unwired
SIG-004995 | AI | Flow rate 04996 | G-0245 | AREA-04 |  |  | standby | CBL-002498 | 2 | SYN-AI-CHARM | SYN-AI-TB | yes | no | no | loop_checked
SIG-004996 | AI | Process temperature 04997 | G-0246 | AREA-05 | RED-001250 | A | duty | CBL-002499 | 1 | SYN-AI-CHARM | SYN-AI-TB | yes | no | no | unwired
SIG-004997 | AI | Suction pressure 04998 | G-0247 | AREA-06 |  |  | standby | CBL-002499 | 2 | SYN-AI-CHARM | SYN-AI-TB | yes | no | no | unwired
SIG-004998 | AO | Control valve demand 04999 | G-0248 | AREA-07 | RED-001250 | B | duty | CBL-002500 | 1 | SYN-AO-CHARM | SYN-AO-TB | yes | yes | yes | unwired
SIG-004999 | AO | Speed reference 05000 | G-0249 | AREA-08 |  |  | standby | CBL-002500 | 2 | SYN-AO-CHARM | SYN-AO-TB | yes | yes | yes | unwired